## Cyber Park
LIST OF ASSESTS WITH UNIQUE ID NUMBER
S. No. | Asset Name | Capacity | Measurement unit | Make | Model no. | Serial No. | Manufacturing /Installation Year | Tower (if Applicable) | Area/Floor | Room (if Applicable) | Remarks | Unique No.
1 | SF6 Main Incomer Lilo Bay (F04) | (66KV)1250A | Amp | SIEMENS |  | JXN31274428F04 | 2018 | T-A | Ground floor | GIS Room |  | CP/GF/GIS/SF6-4
2 | SF6 Main Incomer Bay (F01) | (66KV)1250A | Amp | SIEMENS |  | JXN31274429F01 | 2018 | T-A | Ground floor | GIS Room |  | CP/GF/GIS/SF6-1
3 | SF6 Transformer Bay (F02) | (66KV)1250A | Amp | SIEMENS |  | JXN31274430F02 | 2018 | T-A | Ground floor | GIS Room |  | CP/GF/GIS/SF6-2
4 | SF6 Transformer Bay (F03) | (66KV)1250A | Amp | SIEMENS |  | JXN31274431F03 | 2018 | T-A | Ground floor | GIS Room |  | CP/GF/GIS/SF6-3
5 | Tarif Meter | 1600KVA | KVA |  |  |  | 2018 |  | Ground floor | GIS ROOM |  | CP/GF/GIS/TMT
6 | SF6 Breakers Contorl & Relay Panel | 66KV | KVA | SIEMENS | KTA-50-93 | 601602603 | 2018 | T-A | Ground floor | GIS ROOM |  | CP/GF/GIS/RLY
7 | NIFPS Nitrogen GAS Fire Suppresion Control Panel | 110V DC | KVA | CTR - ELIN |  | 1755627 | 2018 | T-A | Ground floor | GIS ROOM |  | CP/GF/GIS/SCP-1
8 | NIFPS Nitrogen GAS Fire Suppresion Control Panel | 110V DC | KVA | CTR - ELIN |  | 1755626 | 2018 | T-A | Ground floor | GIS ROOM |  | CP/GF/GIS/SCP-1
9 | ACDB Panel | 440V | VOLT | LS Power |  | 2K19C513 | 2019 |  | Ground floor | GIS ROOM |  | CP/GF/GIS/ACDB-1
10 | Battery Charger | 123V | VOLT | RADETRON | CD22147H353HAJ | 2K19C513 | 2019 | T-A | Ground floor | GIS ROOM |  | CP/GF/GIS/BC
11 | Transformer-1 | 12.5MV | MV | Voltamp |  | 1820633 | 2018 | T-A | Ground floor | Transformer yard |  | CP/GF/TR-1
12 | NGR 1 panel | 11/1.732 |  | AEPL |  | 12455 | 2018 | T-A | Basement-2 | Changeover Room |  | CP/GF/NRMLGRP-1
13 | BMK 1 Panel | [5 empty] | 2018 | T-A | Ground floor | Transformer yard |  | CP/GF/BMK-1
14 | Transformer-2 | 12.5MV | MV | Voltamp |  | 1820611 | 2018 | T-A | Ground floor | Transformer yard |  | CP/GF/TR-2
15 | NGR 2 panel |  | NA | AEPL | ECOMAX N 630 2F | N/A | 2018 | T-A | Basement-2 | Changeover Room |  | CP/GF/NRMLGRP-1
16 | BMK 2 Panel |  | NA |  |  |  | 2018 | T-A | Ground floor | Transformer yard |  | CP/GF/BMK-2
17 | R.T.C.C.Panel-1 |  | NA | Voltamp | RESB-600 | 22933/1 | 2018 | T-A | Ground floor | GIS ROOM |  | CP/GF/GIS/R.T.C.C-1
18 | R.T.C.C.Panel-2 |  | NA | Voltamp | RESB-600 | 22933/1 | 2018 | T-A | Ground floor | GIS ROOM |  | CP/GF/GIS/R.T.C.C-2
19 | 11kv Isolator panel-1 | 1250 A | AMP | Siemens |  | N833127 | 2018 | T-A | Ground floor | Transformer yard Isolator Room |  | CP/GF/ISOP-1
20 | 11kv Isolator panel-2 | 1250 A | AMP | Siemens |  | N833128 | 2018 | T-A | Ground floor | Transformer yard Isolator Room |  | CP/GF/ISOP-2
21 | NGR -1 |  | NA |  |  |  | 2018 | T-A | Ground floor | Transformer yard Isolator Room |  | CP/GF/NRMLGR-1
22 | NGR -2 |  | NA |  |  |  | 2018 | T-A | Ground floor | Transformer yard Isolator Room |  | CP/GF/NRMLGR-2
23 | DG NO-1 | 2875HP | HP | CUMMINS | QSK-60-G-8 | ENGINE NO.85004098 Serial no.8068 | 2019 | T-A | Basement-4 | DG Room |  | CP/B4/DG-1
24 | DG NO-2 | 2875HP | HP | CUMMINS | QSK-60-G-8 | ENGINE NO.85004198 Serial no.8068 | 2019 | T-A | Basement-4 | DG Room |  | CP/B4/DG-2
25 | DG NO-3 | 2875HP | HP | CUMMINS | QSK-60-G-8 | ENGINE NO.85004148 Serial no.8068 | 2019 | T-A | Basement-4 | DG Room |  | CP/B4/DG-3
26 | DG NO-4 | 2875HP | HP | CUMMINS | QSK-60-G-8 | ENGINE NO.85004099 Serial no.8068 | 2019 | T-A | Basement-4 | DG Room |  | CP/B4/DG-4
27 | DG NO-5 | 2875HP | HP | CUMMINS | QSK-60-G-8 | ENGINE NO.85004100 Serial no.8068 | 2019 | T-A | Basement-4 | DG Room |  | CP/B4/DG-5
28 | DG NO-6 | 2875HP | HP | CUMMINS | QSK-60-G-8 | ENGINE NO.85004149 Serial no.8068 | 2019 | T-A | Basement-4 | DG Room |  | CP/B4/DG-6
29 | DG NO-7 | 2875HP | HP | CUMMINS | QSK-60-G-8 | ENGINE NO.85004097 Serial no.8068 | 2019 | T-A | Basement-4 | DG Room |  | CP/B4/DG-7
30 | DG NO-8 | 2875HP | HP | CUMMINS | QSK-60-G-8 | ENGINE NO.85004159 Serial no.8068 | 2019 | T-A | Basement-4 | DG Room |  | CP/B4/DG-8
31 | DG NO-9 | 2875HP | HP | CUMMINS | QSK-60-G-8 | ENGINE NO.85004158 Serial no.8068 | 2019 | T-A | Basement-4 | DG Room |  | CP/B4/DG-9
32 | DG NO-10 | 2875HP | HP | CUMMINS | QSK-60-G-8 | ENGINE NO.85004101 Serial no.8068 | 2019 | T-A | Basement-4 | DG Room |  | CP/B4/DG-10
33 | DG Alternator-1 | 2500KVA | KVA | CUMMINS | FRAME/CORE-HVS1804S1 | C171516135 | 2019 | T-A | Basement-4 | DG Room |  | CP/B4/DG ALTR-1
34 | DG Alternator-2 | 2500KVA | KVA | CUMMINS | FRAME/CORE-HVS1804S2 | C17L516138 | 2019 | T-A | Basement-4 | DG Room |  | CP/B4/DG ALTR-2
35 | DG Alternator-3 | 2500KVA | KVA | CUMMINS | FRAME/CORE-HVS1804S3 | C17L516174 | 2019 | T-A | Basement-4 | DG Room |  | CP/B4/DG ALTR-3
36 | DG Alternator-4 | 2500KVA | KVA | CUMMINS | FRAME/CORE-HVS1804S4 | C17L516168 | 2019 | T-A | Basement-4 | DG Room |  | CP/B4/DG ALTR-4
37 | DG Alternator-5 | 2500KVA | KVA | CUMMINS | FRAME/CORE-HVS1804S5 | C17L516169 | 2019 | T-A | Basement-4 | DG Room |  | CP/B4/DG ALTR-5
38 | DG Alternator-6 | 2500KVA | KVA | CUMMINS | FRAME/CORE-HVS1804S6 | C17L516137 | 2019 | T-A | Basement-4 | DG Room |  | CP/B4/DG ALTR-6
39 | DG Alternator-7 | 2500KVA | KVA | CUMMINS | FRAME/CORE-HVS1804S7 | C17L516136 | 2019 | T-A | Basement-4 | DG Room |  | CP/B4/DG ALTR-7
40 | DG Alternator-8 | 2500KVA | KVA | CUMMINS | FRAME/CORE-HVS1804S8 | C17L516167 | 2019 | T-A | Basement-4 | DG Room |  | CP/B4/DG ALTR-8
41 | DG Alternator-9 | 2500KVA | KVA | CUMMINS | FRAME/CORE-HVS1804S9 | C17L516139 | 2019 | T-A | Basement-4 | DG Room |  | CP/B4/DG ALTR-9
42 | DG Alternator-10 | 2500KVA | KVA | CUMMINS | FRAME/CORE-HVS1804S10 | C17L516171 | 2019 | T-A | Basement-4 | DG Room |  | CP/B4/DG ALTR-10
43 | DG Battery charger-1 | 24V DC/50A / | VOLT | AMARA RAJA |  | 181118000030101 | 2019 | T-A | Basement-4 | DG Room |  | CP/B4-DG/BTRY-CHRGR-01
44 | DG Battery charger-2 | 24V DC/50A / | VOLT | AMARA RAJA |  | 181118000080101 | 2019 | T-A | Basement-4 | DG Room |  | CP/B4-DG/BTRY-CHRGR-02
45 | DG Battery charger-3 | 24V DC/50A / | VOLT | AMARA RAJA |  | 181118000020101 | 2019 | T-A | Basement-4 | DG Room |  | CP/B4-DG/BTRY-CHRGR-03
46 | DG Battery charger-4 | 24V DC/50A / | VOLT | AMARA RAJA |  | 181118000060101 | 2019 | T-A | Basement-4 | DG Room |  | CP/B4-DG/BTRY-CHRGR-04
47 | DG Battery charger-5 | 24V DC/50A / | VOLT | AMARA RAJA |  | 181118000090101 | 2019 | T-A | Basement-4 | DG Room |  | CP/B4-DG/BTRY-CHRGR-05
48 | DG Battery charger-6 | 24V DC/50A / | VOLT | AMARA RAJA |  | 181118000040101 | 2019 | T-A | Basement-4 | DG Room |  | CP/B4-DG/BTRY-CHRGR-06
49 | DG Battery charger-7 | 24V DC/50A / | VOLT | AMARA RAJA |  | 811180000100101 | 2019 | T-A | Basement-4 | DG Room |  | CP/B4-DG/BTRY-CHRGR-07
50 | DG Battery charger-8 | 24V DC/50A / | VOLT | AMARA RAJA |  | 181118000010101 | 2019 | T-A | Basement-4 | DG Room |  | CP/B4-DG/BTRY-CHRGR-08
51 | DG Battery charger-9 | 24V DC/50A / | VOLT | AMARA RAJA |  | 181118000050101 | 2019 | T-A | Basement-4 | DG Room |  | CP/B4-DG/BTRY-CHRGR-09
52 | DG Battery charger-10 | 24V DC/50A / | VOLT | AMARA RAJA |  | 181118000070101 | 2019 | T-A | Basement-4 | DG Room |  | CP/B4-DG/BTRY-CHRGR-10
53 | DG cooling tower-1 | 500TR | TR | BELL |  |  | 2018 | T-A | Terrace | NA |  | CP/TERRACE/DG CT-1
54 | DG cooling tower-2 | 500TR | TR | BELL |  |  | 2018 | T-A | Terrace | NA |  | CP/TERRACE/DG CT-2
55 | DG cooling tower-3 | 500TR | TR | BELL |  |  | 2018 | T-A | Terrace | NA |  | CP/TERRACE/DG CT-3
56 | DG cooling tower-4 | 500TR | TR | BELL |  |  | 2018 | T-A | Terrace | NA |  | CP/TERRACE/DG CT-4
57 | DG cooling tower-5 | 500TR | TR | BELL |  |  | 2018 | T-A | Terrace | NA |  | CP/TERRACE/DG CT-5
58 | DG cooling tower motor-1 | 7.5KW/10HP | KW | NEW INDIA | M/C NO.-8387 | NA | 2018 | T-A | Terrace | NA |  | CP/TERRACE/CT MTR-1
59 | DG cooling tower motor-2 | 7.5KW/10HP | KW | NEW INDIA | M/C NO.-8386 | NA | 2018 | T-A | Terrace | NA |  | CP/TERRACE/CT MTR-2
60 | DG cooling tower motor-3 | 7.5KW/10HP | KW | NEW INDIA | M/C NO.-7426 | NA | 2018 | T-A | Terrace | NA |  | CP/TERRACE/CT MTR-3
61 | DG cooling tower motor-4 | 7.5KW/10HP | KW | NEW INDIA | M/C NO.-7429H | NA | 2018 | T-A | Terrace | NA |  | CP/TERRACE/CT MTR-4
62 | DG cooling tower motor-5 | 7.5KW/10HP | KW | NEW INDIA | M/C NO.-7422H | NA | 2018 | T-A | Terrace | NA |  | CP/TERRACE/CT MTR-5
63 | DG cooling tower motor-6 | 7.5KW/10HP | KW | NEW INDIA | M/C NO.-7428 | NA | 2018 | T-A | Terrace | NA |  | CP/TERRACE/CT MTR-6
64 | DG cooling tower motor-7 | 7.5KW/10HP | KW | NEW INDIA | M/C NO.-7427H | NA | 2018 | T-A | Terrace | NA |  | CP/TERRACE/CT MTR-7
65 | DG cooling tower motor-8 | 7.5KW/10HP | KW | NEW INDIA | M/C NO.-8389H | NA | 2018 | T-A | Terrace | NA |  | CP/TERRACE/CT MTR-8
66 | DG cooling tower motor-9 | 7.5KW/10HP | KW | NEW INDIA | M/C NO.-7424H | NA | 2018 | T-A | Terrace | NA |  | CP/TERRACE/CT MTR-9
67 | DG cooling tower motor-10 | 7.5KW/10HP | KW | NEW INDIA | M/C NO.-8390H | NA | 2018 | T-A | Terrace | NA |  | CP/TERRACE/CT MTR-10
68 | CT Water circulation Pump-1 | 25 HP | HP | Crompton Greaves |  | 49359 | 2018 | T-A | Basement-4 | NA |  | CP/B4/CT PMP1
69 | CT Water circulation Pump-2 | 25 HP | HP | Crompton Greaves |  | 42665 | 2018 | T-A | Basement-4 | NA |  | CP/B4/CT PMP2
70 | CT Water circulation Pump-3 | 25 HP | HP | Crompton Greaves |  | 49367 | 2018 | T-A | Basement-4 | NA |  | CP/B4/CT PMP-3
71 | CT Water circulation Pump-4 | 25 HP | HP | Crompton Greaves |  | 42655 | 2018 | T-A | Basement-4 | NA |  | CP/B4/CT PMP4
72 | CT Water circulation Pump-5 | 25 HP | HP | Crompton Greaves |  | 42653 | 2018 | T-A | Basement-4 | NA |  | CP/B4/CT PMP5
73 | CT Water circulation Pump-6 | 25 HP | HP | Crompton Greaves |  | 49354 | 2018 | T-A | Basement-4 | NA |  | CP/B4/CT PMP6
74 | CT Water circulation Pump-7 | 25 HP | HP | Crompton Greaves |  | 49366 | 2018 | T-A | Basement-4 | NA |  | CP/B4/CT PMP7
75 | CT Water circulation Pump-8 | 25 HP | HP | Crompton Greaves |  | 42651 | 2018 | T-A | Basement-4 | NA |  | CP/B4/CT PMP8
76 | CT Water circulation Pump-9 | 25 HP | HP | Crompton Greaves |  | 42652 | 2018 | T-A | Basement-4 | NA |  | CP/B4/CT PMP9
77 | CT Water circulation Pump-10 | 25 HP | HP | Crompton Greaves |  | 42654 | 2018 | T-A | Basement-4 | NA |  | CP/B4/CT PMP10
78 | CT Water circulation Pump-11 | 25 HP | HP | Crompton Greaves |  | 42655 | 2018 | T-A | Basement-4 | NA |  | CP/B4/CT PMP11
79 | CT Water circulation Pump-12 | 25 HP | HP | Crompton Greaves |  | 42657 | 2018 | T-A | Basement-4 | NA |  | CP/B4/CT PMP12
80 | CT Water circulation Pump-13 | 25 HP | HP | Crompton Greaves |  | 49358 | 2018 | T-A | Basement-4 | NA |  | CP/B4/CT PMP13
81 | Air washer-1 | 93000CFM/25HP | HP | WAVES | WDSAWU-930 | 18-08-30368 | 2018 | T-A | Basement-2 | Air Washer Room |  | CP/B2/AW-1
82 | Air washer-2 | 93000CFM/25HP | HP | WAVES | WDSAWU-930 | 18-081-30367 | 2018 | T-A | Basement-2 | Air Washer Room |  | CP/B2/AW-2
83 | Air washer-3 | 93000CFM/25HP | HP | WAVES | WDSAWU-930 | 18-081-30369 | 2018 | T-A | Basement-2 | Air Washer Room |  | CP/B2/AW-3
84 | Air washer-4 | 93000CFM/25HP | HP | WAVES | WDSAWU-930 | 18-081-30363 | 2018 | T-A | Basement-3 | Air Washer Room |  | CP/B2/AW-4
85 | Air washer-5 | 93000CFM/25HP | HP | WAVES | WDSAWU-930 | 18-081-30364 | 2018 | T-A | Basement-3 | Air Washer Room |  | CP/B2/AW-5
86 | Air washer-6 | 93000CFM/25HP | HP | WAVES | WDSAWU-930 | 18-081-30365 | 2018 | T-A | Basement-3 | Air Washer Room |  | CP/B3/AW-6
87 | Air washer-7 | 93000CFM/25HP | HP | WAVES | WDSAWU-930 | 18-081-30366 | 2018 | T-A | Basement-3 | Air Washer Room |  | CP/B3/AW-7
88 | Chiller No-1 | 872.5KW/1300 TR | TR | York | 6-2018/ YKMBMSK25DCG | 50611E85127386 | 2019 | T-A | Basement-4 | HVAC Plant Room |  | CP/B3/AW-7
89 | Chiller No-2 | 872.5KW/1300 TR | TR | York | 6-2018/ YKMBMSK25DCG | 50611E85127379 | 2019 | T-A | Basement-4 | HVAC Plant Room |  | CP/B-4/UTILITY/CH-1
90 | Chiller No-3 | 872.5KW/1300 TR | TR | York | 6-2018/ YKMBMSK25DCG | 50611E85127388 | 2019 | T-A | Basement-4 | HVAC Plant Room |  | CP/B-4/UTILITY/CH-2
91 | Chiller No-4 | 872.5KW/1300 TR | TR | York | 6-2018/ YKMBMSK25DCG | 50611E85127392 | 2019 | T-A | Basement-4 | HVAC Plant Room |  | CP/B-4/UTILITY/CH-3
92 | Chiller No-5 | 872.5KW/1300 TR | TR | York |  | 57062B56727297 | 2025 | T-A | Basement-4 | HVAC Plant Room |  | CP/B-4/UTILITY/CH-5
92 | Condensor Water Pump -1 | 75KW/100HP | HP | Xylem | C-1018 | 0318M80056587 | 2018 | T-A | Basement-4 | HVAC Plant Room |  | CP/B-4/UTILITY/CNDWPMP-1
93 | Condensor Water Pump -2 | 75KW/100HP | HP | Xylem | C-1218 | 0318M80056584 | 2018 | T-A | Basement-4 | HVAC Plant Room |  | CP/B-4/UTILITY/CNDWPMP-2
94 | Condensor Water Pump -3 | 75KW/100HP | HP | Xylem | K8117 | 0318M80056581 | 2018 | T-A | Basement-4 | HVAC Plant Room |  | CP/B-4/UTILITY/CNDWPMP-3
95 | Condensor Water Pump -4 | 75KW/100HP | HP | Xylem | K0217 | 0318M80056580 | 2018 | T-A | Basement-4 | HVAC Plant Room |  | CP/B-4/UTILITY/CNDWPMP-4
96 | Condensor Water Pump -5 | 75KW/100HP | HP | Xylem | C1318 | 0318M80056585 | 2018 | T-A | Basement-4 | HVAC Plant Room |  | CP/B-4/UTILITY/CNDWPMP-5
97 | Primary Chilled Water Pump -1 | 30KW/40HP | HP | Xylem | C1918 | 0418M80063306 | 2018 | T-A | Basement-4 | HVAC Plant Room |  | CP/B-4/UTILITY/CHWPPMP-1
98 | Primary Chilled Water Pump -2 | 30KW/40HP | HP | Xylem | C1318 | 0418M80063313 | 2018 | T-A | Basement-4 | HVAC Plant Room |  | CP/B-4/UTILITY/CHWPPMP-2
99 | Primary Chilled Water Pump -3 | 30KW/40HP | HP | Xylem | C1618 | 0418M80068571 | 2018 | T-A | Basement-4 | HVAC Plant Room |  | CP/B-4/UTILITY/CHWPPMP-3
100 | Primary Chilled Water Pump -4 | 30KW/40HP | HP | Xylem | C1618 | 0418M80068586 | 2018 | T-A | Basement-4 | HVAC Plant Room |  | CP/B-4/UTILITY/CHWPPMP-4
101 | Primary Chilled Water Pump -5 | 30KW/40HP | HP | Xylem | C1618 | 0418M80063319 | 2018 | T-A | Basement-4 | HVAC Plant Room |  | CP/B-4/UTILITY/CHWPPMP-5
102 | Secondary Chilled water Pump -1 | 90KW/120HP | HP | Xylem | C1218 | 0318M80056593 | 2018 | T-A | Basement-4 | HVAC Plant Room |  | CP/B-4/UTILITY/CHWSPMP-1
103 | Secondary Chilled water Pump -2 | 90KW/120HP | HP | Xylem | C0018 | 0418M80064255 | 2018 | T-A | Basement-4 | HVAC Plant Room |  | CP/B-4/UTILITY/CHWSPMP-2
104 | Secondary Chilled water Pump -3 | 90KW/120HP | HP | Xylem | C1018 | 0318M800565590 | 2018 | T-A | Basement-4 | HVAC Plant Room |  | CP/B-4/UTILITY/CHWSPMP-3
105 | Secondary Chilled water Pump -4 | 90KW/120HP | HP | Xylem | C0918 | 0418M80062880 | 2018 | T-A | Basement-4 | HVAC Plant Room |  | CP/B-4/UTILITY/CHWSPMP-4
106 | Secondary Chilled water Pump -5 | 90KW/120HP | HP | Xylem | CK0317 | 0418M80064274 | 2018 | T-A | Basement-4 | HVAC Plant Room |  | CP/B-4/UTILITY/CHWSPMP-5
107 | Chiller cooling tower -1 | 1300TR(3900GPM) | TR | Paharpur |  | NA | 2018 | T-A | TERRACE | NA |  | CP/TERRACE/CH CT-1
108 | Chiller cooling tower -2 | 1300TR(3900GPM) | TR | Paharpur |  | NA | 2018 | T-A | TERRACE | NA |  | CP/TERRACE/CH CT-2
109 | Chiller cooling tower -3 | 1300TR(3900GPM) | TR | Paharpur |  | NA | 2018 | T-A | TERRACE | NA |  | CP/TERRACE/CH CT-3
110 | Chiller cooling tower -4 | 1300TR(3900GPM) | TR | Paharpur |  | NA | 2018 | T-A | TERRACE | NA |  | CP/TERRACE/CH CT-4
111 | Chiller Cooling tower Motor-1 | 50HP/37KW | KW | Crompton Greaves | M/C NO. 37KE4 | NA | 2018 | T-A | TERRACE | NA |  | CP/TERRACE/CH CT/ MTR-1
112 | Chiller Cooling tower Motor-2 | 50HP/37KW | KW | Crompton Greaves | M/C NO. 37KE4 | NA | 2018 | T-A | TERRACE | NA |  | CP/TERRACE/CH CT/ MTR-2
113 | Chiller Cooling tower Motor-3 | 50HP/37KW | KW | Crompton Greaves | M/C NO. 37KE4 | NA | 2018 | T-A | TERRACE | NA |  | CP/TERRACE/CH CT/ MTR-3
114 | Chiller Cooling tower Motor-4 | 50HP/37KW | KW | Crompton Greaves | M/C NO. 37KE4 | NA | 2018 | T-A | TERRACE | NA |  | CP/TERRACE/CH CT/ MTR-4
115 | Chiller Cooling tower Motor-5 | 50HP/37KW | KW | Crompton Greaves | M/C NO. 37KE4 | NA | 2018 | T-A | TERRACE | NA |  | CP/TERRACE/CH CT/ MTR-5
116 | Chiller Cooling tower Motor-6 | 50HP/37KW | KW | Crompton Greaves | M/C NO. 37KE4 | NA | 2018 | T-A | TERRACE | NA |  | CP/TERRACE/CH CT/ MTR-6
117 | Chiller Cooling tower Motor-7 | 50HP/37KW | KW | Crompton Greaves | M/C NO. 37KE4 | NA | 2018 | T-A | TERRACE | NA |  | CP/TERRACE/CH CT/ MTR-7
118 | Chiller Cooling tower Motor-8 | 50HP/37KW | KW | Crompton Greaves | M/C NO. 37KE4 | NA | 2018 | T-A | TERRACE | NA |  | CP/TERRACE/CH CT/ MTR-8
119 | Transformer Tower A No -1 | 2250 KVA | KVA | Sudhir | GA-2250-SC-17-230 | CHWSPMPL-371 | 2018 | T-A | Basement-1 | Transformer room |  | CP/B-1/T-A /TRF-1
120 | Transformer Tower A No -2 | 2250 KVA | KVA | Sudhir | GA-2250-SC-17-230 | CHWSPMPL-370 | 2018 | T-A | Basement-1 | Transformer room |  | CP/B-1/T-A /TRF-2
121 | Transformer Tower A No -3 | 2250 KVA | KVA | Sudhir | GA-2250-SC-17-230 | CHWSPMPL-368 | 2018 | T-A | Basement-1 | Transformer room |  | CP/B-1/T-A /TRF-3
122 | Transformer Tower B No -1 | 2500 KVA | KVA | Sudhir | GA-2500-SC-229 | CHWSPMPL-366 | 2018 | T-B | Basement-1 | Transformer room |  | CP/B-1/T-B /TRF-1
123 | Transformer Tower B No -2 | 2500 KVA | KVA | Sudhir | GA-2500-SC-230 | CHWSPMPL-365 | 2018 | T-B | Basement-1 | Transformer room |  | CP/B-1/T-B /TRF-2
124 | Transformer Tower B No -3 | 2500 KVA | KVA | Sudhir | GA-2500-SC-231 | CHWSPMPL-367 | 2018 | T-B | Basement-1 | Transformer room |  | CP/B-1/T-B /TRF-3
125 | Transformer Tower C No -1 | 2250 KVA | KVA | Sudhir | GA-2250-SC-17-230 | CHWSPMPL-372 | 2018 | T-C | Basement-1 | Transformer room |  | CP/B-1/T-C /TRF-1
126 | Transformer Tower C No -2 | 2251 KVA | KVA | Sudhir | GA-2250-SC-17-230 | CHWSPMPL-373 | 2018 | T-C | Basement-1 | Transformer room |  | CP/B-1/T-C /TRF-2
127 | Transformer Tower C No -3 | 2252 KVA | KVA | Sudhir | GA-2250-SC-17-230 | CHWSPMPL-369 | 2018 | T-C | Basement-1 | Transformer room |  | CP/B-1/T-C /TRF-3
128 | Passenger Lifts- A | 33.2KW | KW | KONE |  | 70983625 | 2018 | Tower-A | GF to 11th floor | NA |  | CP/T-A/PLFT-A
129 | Passenger Lifts- B | 33.2KW | KW | KONE |  | 70983626 | 2018 | Tower-A | GF to 11th floor | NA |  | CP/T-A/PLFT-B
130 | Passenger Lifts- C | 33.2KW | KW | KONE |  | 70983627 | 2018 | Tower-A | GF to 11th floor | NA |  | CP/T-A/PLFT-C
131 | Passenger Lifts- D | 33.2KW | KW | KONE |  | 70983628 | 2018 | Tower-A | GF to 11th floor | NA |  | CP/T-A/PLFT-D
132 | Passenger Lifts- E | 33.2KW | KW | KONE |  | 70983629 | 2018 | Tower-A | GF to 11th floor | NA |  | CP/T-A/PLFT-E
133 | Passenger Lifts- F | 33.2KW | KW | KONE |  | 70983630 | 2018 | Tower-A | GF to 11th floor | NA |  | CP/T-A/PLFT-F
134 | Passenger Lifts- G | 33.2KW | KW | KONE |  | 70983631 | 2018 | Tower-A | GF to 11th floor | NA |  | CP/T-A/PLFT-G
135 | Passenger Lifts- H | 33.2KW | KW | KONE |  | 70983632 | 2018 | Tower-A | GF to 11th floor | NA |  | CP/T-A/PLFT-H
136 | Passenger Lifts- I | 33.2KW | KW | KONE |  | 70983633 | 2018 | Tower-A | GF to 11th floor | NA |  | CP/T-A/PLFT-I
137 | Passenger Lifts- J | 33.2KW | KW | KONE |  | 70983634 | 2018 | Tower-A | GF to 11th floor | NA |  | CP/T-A/PLFT-J
138 | Passenger Lifts- K | 33.2KW | KW | KONE |  | 70983635 | 2018 | Tower-A | GF to 11th floor | NA |  | CP/T-A/PLFT-K
139 | Passenger Lifts- L | 33.2KW | KW | KONE |  | 70983636 | 2018 | Tower-A | GF to 11th floor | NA |  | CP/T-A/PLFT-L
140 | Passenger Lifts-M | 33.2KW | KW | KONE |  | 70983637 | 2018 | Tower-A | GF to 11th floor | NA |  | CP/T-A/PLFT-M
141 | Passenger Lifts- N | 33.2KW | KW | KONE |  | 70983638 | 2018 | Tower-A | GF to 11th floor | NA |  | CP/T-A/PLFT-N
142 | Passenger Lifts- O | 33.2KW | KW | KONE |  | 70983639 | 2018 | Tower-A | GF to 11th floor | NA |  | CP/T-A/PLFT-O
143 | Passenger Lifts-P | 33.2KW | KW | KONE |  | 70983680 | 2018 | Tower-A | GF to 11th floor | NA |  | CP/T-A/PLFT-P
144 | Service Lift-1 North side | 17.8KW | KW | OTIS |  | 52NW8125 | 2018 | Tower-A | B4 to 11th floor | NA |  | CP/T-A/SLFT-NS
145 | Service Lift-2 South side | 17.8KW | KW | OTIS |  | 52NW8131 | 2018 | Tower-A | B4 to 11th floor | NA |  | CP/T-A/SLFT-SS
146 | Fire Lift-North Side | 17.8KW | KW | OTIS |  | 52NW8126 | 2018 | Tower-A-B | G.F to B4 | NA |  | CP/T-AB/FLFT-NS
147 | Fire Lift-South Side | 17.8KW | KW | OTIS |  | 52NW8129 | 2018 | Tower-A-B | G.F to B4 | NA |  | CP/T-AB/FLFT-SS
148 | Shuttle Lift-20 | 12.7KW | KW | OTIS |  | 52NW8130 | 2018 | Tower-A-B | G.F to B3 | NA |  | CP/T-AB/SHUT LFT-20
149 | Shuttle Lift-21 | 12.7KW | KW | OTIS |  | 52NW8136 | 2018 | Tower-A-B | G.F to B4 | NA |  | CP/T-AB/SHUT LFT-21
150 | Shuttle Lift-22 | 12.7KW | KW | OTIS |  | 52NW8127 | 2018 | Tower-A-B | G.F to B4 | NA |  | CP/T-AB/SHUT LFT-22
151 | Shuttle Lift-23 | 12.7KW | KW | OTIS |  | 52NW8133 | 2018 | Tower-A-B | G.F to B3 | NA |  | CP/T-AB/SHUT LFT-23
152 | Shuttle Lift-24 | 12.7KW | KW | OTIS |  | 52NW8137 | 2018 | Tower-A-B | G.F to B4 | NA |  | CP/T-AB/SHUT LFT-24
153 | Shuttle Lift-25 | 12.7KW | KW | OTIS |  | 52NW8138 | 2018 | Tower-A-B | G.F to B4 | NA |  | CP/T-AB/SHUT LFT-25
154 | Passenger Lifts- A | 33.2KW | KW | KONE |  |  | 2018 | Tower-B | GF to 12th floor | NA |  | CP/T-B/PLFT-A
155 | Passenger Lifts- B | 33.2KW | KW | KONE |  |  | 2018 | Tower-B | GF to 12th floor | NA |  | CP/T-B/PLFT-B
156 | Passenger Lifts- C | 33.2KW | KW | KONE |  |  | 2018 | Tower-B | GF to 12th floor | NA |  | CP/T-B/PLFT-C
157 | Passenger Lifts- D | 33.2KW | KW | KONE |  |  | 2018 | Tower-B | GF to 12th floor | NA |  | CP/T-B/PLFT-D
158 | Passenger Lifts- E | 33.2KW | KW | KONE |  |  | 2018 | Tower-B | GF to 12th floor | NA |  | CP/T-B/PLFT-E
159 | Passenger Lifts- F | 33.2KW | KW | KONE |  |  | 2018 | Tower-B | GF to 12th floor | NA |  | CP/T-B/PLFT-F
160 | Passenger Lifts- G | 33.2KW | KW | KONE |  |  | 2018 | Tower-B | GF to 12th floor | NA |  | CP/T-B/PLFT-G
161 | Passenger Lifts- H | 33.2KW | KW | KONE |  |  | 2018 | Tower-B | GF to 12th floor | NA |  | CP/T-B/PLFT-H
162 | Passenger Lifts- I | 33.2KW | KW | KONE |  |  | 2018 | Tower-B | GF to 12th floor | NA |  | CP/T-B/PLFT-I
163 | Passenger Lifts- J | 33.2KW | KW | KONE |  |  | 2018 | Tower-B | GF to 12th floor | NA |  | CP/T-B/PLFT-J
164 | Passenger Lifts- K | 33.2KW | KW | KONE |  |  | 2018 | Tower-B | GF to 12th floor | NA |  | CP/T-B/PLFT-K
165 | Passenger Lifts- L | 33.2KW | KW | KONE |  |  | 2018 | Tower-B | GF to 12th floor | NA |  | CP/T-B/PLFT-L
166 | Passenger Lifts-M | 33.2KW | KW | KONE |  |  | 2018 | Tower-B | GF to 12th floor | NA |  | CP/T-B/PLFT-M
167 | Passenger Lifts- N | 33.2KW | KW | KONE |  |  | 2018 | Tower-B | GF to 12th floor | NA |  | CP/T-B/PLFT-N
168 | Passenger Lifts- O | 33.2KW | KW | KONE |  |  | 2018 | Tower-B | GF to 12th floor | NA |  | CP/T-B/PLFT-O
169 | Passenger Lifts-P | 33.2KW | KW | KONE |  |  | 2018 | Tower-B | GF to 12th floor | NA |  | CP/T-B/PLFT-P
170 | Service Lift-North side | 17.8KW | KW | OTIS |  | 52NW8128 | 2018 | Tower-B | B4 to 12th floor | NA |  | CP/T-B/SLFT-NS
171 | Service Lift-Sooth Side | 17.8KW | KW | OTIS |  | 52NW8135 | 2018 | Tower-B | B4 to 12th floor | NA |  | CP/T-B/SLFT-SS
172 | Passenger Lifts- A | 33.2KW | KW | KONE |  |  | 2018 | Tower-C | GF to 12th floor | NA |  | CP/T-B/PLFT-A
173 | Passenger Lifts- B | 33.2KW | KW | KONE |  | 70983732 | 2018 | Tower-C | GF to 12th floor | NA |  | CP/T-B/PLFT-B
174 | Passenger Lifts- C | 33.2KW | KW | KONE |  | 70983733 | 2018 | Tower-C | GF to 12th floor | NA |  | CP/T-B/PLFT-C
175 | Passenger Lifts- D | 33.2KW | KW | KONE |  | 70983734 | 2018 | Tower-C | GF to 12th floor | NA |  | CP/T-B/PLFT-D
176 | Passenger Lifts- E | 33.2KW | KW | KONE |  |  | 2018 | Tower-C | GF to 12th floor | NA |  | CP/T-B/PLFT-E
177 | Passenger Lifts- F | 33.2KW | KW | KONE |  |  | 2018 | Tower-C | GF to 12th floor | NA |  | CP/T-B/PLFT-F
178 | Passenger Lifts- G | 33.2KW | KW | KONE |  |  | 2018 | Tower-C | GF to 12th floor | NA |  | CP/T-B/PLFT-G
179 | Passenger Lifts- H | 33.2KW | KW | KONE |  |  | 2018 | Tower-C | GF to 12th floor | NA |  | CP/T-B/PLFT-H
180 | Passenger Lifts- I | 33.2KW | KW | KONE |  |  | 2018 | Tower-C | GF to 12th floor | NA |  | CP/T-B/PLFT-I
181 | Passenger Lifts- J | 33.2KW | KW | KONE |  |  | 2018 | Tower-C | GF to 12th floor | NA |  | CP/T-B/PLFT-J
182 | Passenger Lifts- K | 33.2KW | KW | KONE |  |  | 2018 | Tower-C | GF to 12th floor | NA |  | CP/T-B/PLFT-K
183 | Passenger Lifts- L | 33.2KW | KW | KONE |  |  | 2018 | Tower-C | GF to 12th floor | NA |  | CP/T-B/PLFT-L
184 | Passenger Lifts-M | 33.2KW | KW | KONE |  |  | 2018 | Tower-C | GF to 12th floor | NA |  | CP/T-B/PLFT-M
185 | Passenger Lifts- N | 33.2KW | KW | KONE |  |  | 2018 | Tower-C | GF to 12th floor | NA |  | CP/T-B/PLFT-N
186 | Passenger Lifts- O | 33.2KW | KW | KONE |  |  | 2018 | Tower-C | GF to 12th floor | NA |  | CP/T-B/PLFT-O
187 | Passenger Lifts-P | 33.2KW | KW | KONE |  |  | 2018 | Tower-C | GF to 12th floor | NA |  | CP/T-B/PLFT-P
188 | Service Lift-North side | 17.8KW | KW | OTIS |  | 52NW8139 | 2018 | Tower-C | B4 to 12th floor | NA |  | CP/T-C/SLFT-NS
189 | Service Lift-Sooth Side | 17.8KW | KW | OTIS |  | 52NW8140 | 2018 | Tower-C | B4 to 12th floor | NA |  | CP/T-C/SLFT-SS
190 | Fire Lift-North Side | 17.8KW | KW | OTIS |  | 52NW8132 | 2018 | Tower-B-C | B4 to 12th floor | NA |  | CP/T-BC/SLFT-NS
191 | Fire Lift-South Side | 17.8KW | KW | OTIS |  | 52NW8141 | 2018 | Tower-B-C | B4 to 12th floor | NA |  | CP/T-BC/SLFT-SS
192 | Shuttle Lift-20 | 12.7KW | KW | OTIS |  | 52NW8142 | 2018 | Tower-B-C | G.F to B3 | NA |  | CP/T-BC/SHUT LFT-20
193 | Shuttle Lift-21 | 12.7KW | KW | OTIS |  | 52NW8143 | 2018 | Tower-B-C | G.F to B4 | NA |  | CP/T-BC/SHUT LFT-21
194 | Shuttle Lift-22 | 12.7KW | KW | OTIS |  | 52NW8144 | 2018 | Tower-B-C | G.F to B4 | NA |  | CP/T-BC/SHUT LFT-22
195 | Shuttle Lift-23 | 12.7KW | KW | OTIS |  | 52NW8134 | 2018 | Tower-B-C | G.F to B3 | NA |  | CP/T-BC/SHUT LFT-23
196 | Shuttle Lift-24 | 12.7KW | KW | OTIS |  | 52NW8145 | 2018 | Tower-B-C | G.F to B4 | NA |  | CP/T-BC/SHUT LFT-24
197 | Shuttle Lift-25 | 12.7KW | KW | OTIS |  | 52NW8146 | 2018 | Tower-B-C | G.F to B4 | NA |  | CP/T-BC/SHUT LFT-25
198 | AMF Panel-1 (C&R) | 5x2250KVA (11kv) | KVA | Sudhir |  | 2818GLT 5817-0201 | 2018 | Tower-A | B-2 | Changeover Room |  | CP/T-A/B2/AMFPNL-1
199 | AMF Panel-2 (C&R) | 5x2250KVA (11kv) | KVA | Sudhir |  | 2818GLT 5817-0202 | 2018 | Tower-A | B-2 | Changeover Room |  | CP/T-A/B2/AMFPPNL-1
200 | DG auxiliary panel-1 |  |  | Sudhir |  | 11/2018/GLT-5817-06 | 2018 | Tower-A | B-4 | DG Room |  | CP/T-A/B4/DG AUXPNL-1
201 | DG auxiliary panel-2 |  |  | Sudhir |  | 11/2018/GLT-5817-07 | 2018 | Tower-A | B-4 | DG Room |  | CP/T-A/B4/DG AUXPNL-2
202 | HSD panel | 100A | AMP | Sudhir |  | 11/2018/GLT-5817-08 | 2018 | Tower-A | B-4 | DG Room |  | CP/T-A/B4/HSDP
203 | 11 KV H.T Change over panel-1 | 11 KV | KV | Advance |  |  | 2018 | Tower-A | B-2 | Changeover Room |  | CP/T-A/B2/COP-1
204 | 11 KV H.T Change over panel-2 | 11 KV | KV | Advance |  |  | 2018 | Tower-A | B-2 | Changeover Room |  | CP/T-A/B2/COP-1
205 | 11 KV H.T Capacitor Panel-1 | 2772KVR | KVR | Shreem Electri |  | SHR-CON-HT-41-18 | 2018 | Tower-A | B-2 | Changeover Room |  | CP/T-A/B2/CAP-1
206 | 11 KV H.T Capacitor Panel-2 | 2772KVR | KVR | Shreem Electri |  | SHR-CON-HT-42-18 | 2018 | Tower-A | B-2 | Changeover Room |  | CP/T-A/B2/CAP-2
207 | H.T DG Panel-1 | 11 KV | KV | Sudhir |  | 08/2018/GLT-5817.02 | 2018 | Tower-A | B-2 | Changeover Room |  | CP/T-A/B2/HT DGP-1
208 | H.T DG Panel-2 | 11 KV | KV | Sudhir |  | 08/2018/GLT-5817.01 | 2018 | Tower-A | B-2 | Changeover Room |  | CP/T-A/B2/HT DGP-2
209 | DG NGR Panel-1 | 127,Ohms | Ohms | AMPCONTROL pvt |  | 12508 | 2018 | Tower-A | B-2 | Changeover Room |  | CP/T-A/B2/HT/DG/NGRPNL-1
210 | DG NGR Panel-2 | 127,Ohms | Ohms | AMPCONTROL pvt |  | 12505 | 2018 | Tower-A | B-2 | Changeover Room |  | CP/T-A/B2/HT/DG/NGRPNL-2
211 | DG NGR Panel-3 | 127,Ohms | Ohms | AMPCONTROL pvt |  | 12507 | 2018 | Tower-A | B-2 | Changeover Room |  | CP/T-A/B2/HT/DG/NGRPNL-3
212 | DG NGR Panel-4 | 127,Ohms | Ohms | AMPCONTROL pvt |  | 12506 | 2018 | Tower-A | B-2 | Changeover Room |  | CP/T-A/B2/HT/DG/NGRPNL-4
213 | H.T ELECTRICAL PANELS (RMU)-1 | 11KV, 630A | KV | Schneider |  | FBX185776 | 2018 | Tower-A | B-1 | RMU Room |  | CP/T-A/B1/HT/RMU-1
214 | H.T ELECTRICAL PANELS (RMU)-2 | 11KV, 630A | KV | Schneider |  |  | 2018 | Tower-B | B-1 | RMU Room |  | CP/T-A/B1/HT/RMU-2
215 | H.T ELECTRICAL PANELS (RMU)-3 | 11KV, 630A | KV | Schneider |  | FBX185777 | 2018 | Tower-C | B-1 | RMU Room |  | CP/T-A/B1/HT/RMU-3
216 | Main HT Chiller panel | 11KV, 1250A | KV | Advance |  |  | 2018 | Tower-A | B-4 | Chillers Plant Room |  | CP/T-A/B4/HT/CHPNL
217 | Chiller Starter Panel (control panel)-1 | 11 KV DOL STARTER, 400 A | AMP | YORK |  |  | 2018 | Tower-A | B-4 | Chillers Plant Room |  | CP/T-A/B4/CSPNL-1
218 | Chiller Starter Panel (control panel)-2 | 11 KV DOL STARTER, 400 A | AMP | YORK |  |  | 2018 | Tower-A | B-4 | Chillers Plant Room |  | CP/T-A/B4/CSPNL-2
219 | Chiller Starter Panel (control panel)-3 | 11 KV DOL STARTER, 400 A | AMP | YORK |  |  | 2018 | Tower-A | B-4 | Chillers Plant Room |  | CP/T-A/B4/CSPNL-3
220 | Chiller Starter Panel (control panel)-4 | 11 KV DOL STARTER, 400 A | AMP | YORK |  |  | 2018 | Tower-A | B-4 | Chillers Plant Room |  | CP/T-A/B4/CSPNL-4
221 | HVAC Auxilary Panel | 1250AX2 | AMP | CHWSPMPC |  |  | 2018 | Tower-A | B-4 | Chillers Plant Room |  | CP/T-A/B4/CH/AUXPNL
222 | Main LT PANEL | 4000AX3 | AMP | Advance |  |  | 2018 | Tower-A | B-1 | LT Room |  | CP/T-A/B1/LTPNL
223 | Main LT PANEL | 4000AX3 | AMP | Advance |  |  | 2018 | Tower-B | B-1 | LT Room |  | CP/T-B/B1/LTPNL
224 | Main LT PANEL | 4000AX3 | AMP | Advance |  |  | 2018 | Tower-C | B-1 | LT Room |  | CP/T-C/B1/LTPNL
225 | LT Capacitor Panel-1 | 450kvr | KVR | Advance |  |  | 2018 | Tower-A | B-1 | LT Room |  | CP/T-A/B1/LT/CPNL-1
226 | LT Capacitor Panel-2 | 450kvr | KVR | Advance |  |  | 2018 | Tower-A | B-1 | LT Room |  | CP/T-A/B1/LT/CPNL-2
227 | LT Capacitor Panel-3 | 450kvr | KVR | Advance |  |  | 2018 | Tower-A | B-1 | LT Room |  | CP/T-A/B1/LT/CPNL-3
228 | LT Capacitor Panel-1 | 500kvr | KVR | Advance |  |  | 2018 | Tower-B | B-1 | LT Room |  | CP/T-B/B1/LT/CPNL-4
229 | LT Capacitor Panel-2 | 500kvr | KVR | Advance |  |  | 2018 | Tower-B | B-1 | LT Room |  | CP/T-B/B1/LT/CPNL-5
230 | LT Capacitor Panel-3 | 500kvr | KVR | Advance |  |  | 2018 | Tower-B | B-1 | LT Room |  | CP/T-B/B1/LT/CPNL-6
231 | LT Capacitor Panel-1 | 450kvr | KVR | Advance |  |  | 2018 | Tower-C | B-1 | LT Room |  | CP/T-C/B1/LT/CPNL-7
232 | LT Capacitor Panel-2 | 450kvr | KVR | Advance |  |  | 2018 | Tower-C | B-1 | LT Room |  | CP/T-C/B1/LT/CPNL-8
233 | LT Capacitor Panel-3 | 450kvr | KVR | Advance |  |  | 2018 | Tower-C | B-1 | LT Room |  | CP/T-C/B1/LT/CPNL-9
234 | Lighting panel (MDB -7) | 400A | AMP | Advance |  |  | 2018 | Tower-A | Tower-A, B-1 | MDB Room |  | CP/T-A/B1/VENTPNL-7
235 | Ventilation panel (MDB -3) | 630A | AMP | Advance |  |  | 2018 | Tower-A | Tower-A, B-1 | MDB Room |  | CP/T-A/B1/VENTPNLL-3
236 | Ventilation panel (MDB -4) | 500A | AMP | Advance |  |  | 2018 | Tower-A | Tower-A, B-2 | MDB Room |  | CP/T-A/B2/VENTPNL-4
237 | Ventilation panel (MDB -5) | 500A | AMP | Advance |  |  | 2018 | Tower-A | Tower-A, B-3 | MDB Room |  | CP/T-A/B3/VENTPNL-5
238 | Ventilation panel (MDB -6) | 400A | AMP | Advance |  |  | 2018 | Tower-A | Tower-A, B-4 | MDB Room |  | CP/T-A/B4/VENRMLTP-6
239 | AHU panel (MDB -9) | 400A | AMP | Advance |  |  | 2018 | Tower-A | Tower-A, B-1 | MDB Room |  | CP/T-A/B1/AHUPNL-9
240 | AHU panel (MDB -10) | 400A | AMP | Advance |  |  | 2018 | Tower-A | Tower-A, B-1 | MDB Room |  | CP/T-A/B1/AHUPNL-10
241 | AHU panel (MDB -11) | 400A | AMP | Advance |  |  | 2018 | Tower-A | Tower-A, B-1 | MDB Room |  | CP/T-A/B1/AHUPNL-11
242 | AHU panel (MDB -12) | 400A | AMP | Advance |  |  | 2018 | Tower-A | Tower-A, B-1 | MDB Room |  | CP/T-A/B1/AHUPNL-12
243 | Ventilation panel (MDB -13) | 1000A | AMP | Advance |  |  | 2018 | Tower-A | Tower-A, terrace | MDB Room |  | CP/T-A/B4/VENTPNL-13
244 | MDB Lift Panel-1 | 500A | AMP | Advance |  |  | 2018 | Tower-A | Tower-A (Terrace) | MDB Room |  | CP/T-A/Terrace/LFTPNL-1
245 | MDB Lift Panel-2 | 500A | AMP | Advance |  |  | 2018 | Tower-A | Tower-A (Terrace) | MDB Room |  | CP/T-A/Terrace/LFTPNL-2
246 | SHUTTLE LIFT (MDB-13) | 250A | AMP | Advance |  |  | 2018 | Tower-A | Tower-A (Terrace) | UPS Room |  | CP/T-A/B-1/LFTPNL-13
247 | Ventilation panel (MDB -7) | 630A | AMP | Advance |  |  | 2018 | TOWER-B | TOWER-B,B-1 | MDB Room |  | CP/T-B/B1/VENTPNL-7
248 | Ventilation panel (MDB -3) | 400A | AMP | Advance |  |  | 2018 | TOWER-B | TOWER-B,B-1 | MDB Room |  | CP/T-B/B1/VENTPNL-3
249 | Ventilation panel (MDB -4) | 250A | AMP | Advance |  |  | 2018 | TOWER-B | TOWER-B,B-1 | MDB Room |  | CP/T-B/B1/VENTPNL-4
250 | Ventilation panel (MDB -5) | 250A | AMP | Advance |  |  | 2018 | TOWER-B | TOWER-B,B-1 | MDB Room |  | CP/T-B/B1/VENTPNL-5
251 | Ventilation panel (MDB -6) | 250A | AMP | Advance |  |  | 2018 | TOWER-B | TOWER-B,B-1 | MDB Room |  | CP/T-B/B1/VENTPNL-6
252 | Ventilation panel (MDB -12) | 1250AX2 | AMP | Advance |  |  | 2018 | Tower-B | Tower-B (Terrace) | MDB Room |  | CP/T-B/B1/VENTPNL-12
253 | AHU panel (MDB -8) | 400A | AMP | Advance |  |  | 2018 | TOWER-B | TOWER-B,B-1 | MDB Room |  | CP/T-B/B1/AHUPNL-8
254 | AHU panel (MDB -9) | 400A | AMP | Advance |  |  | 2018 | TOWER-B | TOWER-B,B-1 | MDB Room |  | CP/T-B/B1/AHUPNL-9
255 | AHU panel (MDB -10) | 400A | AMP | Advance |  |  | 2018 | TOWER-B | TOWER-B,B-1 | MDB Room |  | CP/T-B/B1/AHUPNL-10
256 | AHU panel (MDB -11) | 400A | AMP | Advance |  |  | 2018 | Tower-B | TOWER-B,B-1 | MDB Room |  | CP/T-B/B1/AHUPNL-11
257 | MDB Lift Panel-1 | 500A | AMP | Advance |  |  | 2018 | Tower-B | Tower-B (Terrace) | MDB Room |  | CP/T-B/Terrace/LFTPNL-1
258 | MDB Lift Panel-2 | 500A | AMP | Advance |  |  | 2018 | Tower-B | Tower-B (Terrace) | MDB Room |  | CP/T-B/Terrace/LFTPNL-2
259 | Ventilation panel (MDB -7) | 630A | AMP | Advance |  |  | 2018 | TOWER-C | TOWER-C,B-1 | MDB Room |  | CP/T-C/B1/VENTPNL-07
260 | Ventilation panel (MDB -3) | 630A | AMP | Advance |  |  | 2018 | TOWER-C | TOWER-C,B-1 | MDB Room |  | CP/T-C/B1/VENTPNL-03
261 | Ventilation panel (MDB -4) | 500A | AMP | Advance |  |  | 2018 | TOWER-C | TOWER-C,B-2 | MDB Room |  | CP/T-C/B1/VENTPNL-04
262 | Ventilation panel (MDB -5) | 630A | AMP | Advance |  |  | 2018 | TOWER-C | TOWER-C,B-3 | MDB Room |  | CP/T-C/B1/VENTPNL-05
263 | Ventilation panel (MDB -6) | 400A | AMP | Advance |  |  | 2018 | TOWER-C | TOWER-C,B-4 | MDB Room |  | CP/T-C/B1/VENTPNL-06
264 | Ventilation panel (MDB -15) | 1250AX2 | AMP | Advance |  |  | 2018 | TOWER-C | Tower-C (Terrace) | MDB Room |  | CP/T-C/B1/VENTPNL-15
265 | AHU panel (MDB -9) | 400A | AMP | Advance |  |  | 2018 | TOWER-C | TOWER-C,B-1 | MDB Room |  | CP/T-B/B1/AHUPNL-9
266 | AHU panel (MDB -10) | 400A | AMP | Advance |  |  | 2018 | TOWER-C | TOWER-C,B-1 | MDB Room |  | CP/T-B/B1/AHUPNL-10
267 | AHU panel (MDB -11) | 400A | AMP | Advance |  |  | 2018 | TOWER-C | TOWER-C,B-1 | MDB Room |  | CP/T-B/B1/AHUPNL-11
268 | AHU panel (MDB -12) | 400A | AMP | Advance |  |  | 2018 | TOWER-C | TOWER-C,B-1 | MDB Room |  | CP/T-B/B1/AHUPNL-12
269 | MDB Lift Panel-1 | 500A | AMP | Advance |  |  | 2018 | TOWER-C | Tower-C (Terrace) | MDB Room |  | CP/T-C/Terrace/LFTPNL-1
270 | MDB Lift Panel-2 | 500A | AMP | Advance |  |  | 2018 | TOWER-C | Tower-C (Terrace) | MDB Room |  | CP/T-C/Terrace/LFTPNL-2
271 | SHUTTLE LIFT (MDB-8) | 250A | AMP | Advance |  |  | 2018 | TOWER-C | TOWER-C,B-1 | MDB Room |  | CP/T-C/B-1/SHTL/LFTPNL-8
272 | Tap off Box-1(North side) | 200 A | AMP | Anant power |  |  | 2018 | Tower-A | 2nd Floor | Electrical Room |  | CP/T-A/2nd FLR/NS/TOB-1
273 | Tap off Box-2(North side) | 200 A | AMP | Anant power |  |  | 2018 | Tower-A | 2nd Floor | Electrical Room |  | CP/T-A/2nd FLR/NS/TOB-2
274 | Tap off Box-3(North side) | 200 A | AMP | Anant power |  |  | 2018 | Tower-A | 2nd Floor | Electrical Room |  | CP/T-A/2nd FLR/NS/TOB-3
275 | Tap off Box-4(North side) | 200 A | AMP | Anant power |  |  | 2018 | Tower-A | 2nd Floor | Electrical Room |  | CP/T-A/2nd FLR/NS/TOB-4
276 | Tap off Box-1(South side) | 200 A | AMP | Anant power |  |  | 2018 | Tower-A | 2nd Floor | Electrical Room |  | CP/T-A/2nd FLR/SS/TOB-1
277 | Tap off Box-2(South side) | 200 A | AMP | Anant power |  |  | 2018 | Tower-A | 2nd Floor | Electrical Room |  | CP/T-A/2nd FLR/SS/TOB-2
278 | Tap off Box-3(South side) | 200 A | AMP | Anant power |  |  | 2018 | Tower-A | 2nd Floor | Electrical Room |  | CP/T-A/2nd FLR/SS/TOB-3
279 | Tap off Box-4(South side) | 200 A | AMP | Anant power |  |  | 2018 | Tower-A | 2nd Floor | Electrical Room |  | CP/T-A/2nd FLR/SS/TOB-4
280 | Tap off Box-1(North side) | 200 A | AMP | Anant power |  |  | 2018 | Tower-A | 3rd Floor | Electrical Room |  | CP/T-A/3rd FLR/NS/TOB-1
281 | Tap off Box-2(North side) | 200 A | AMP | Anant power |  |  | 2018 | Tower-A | 3rd Floor | Electrical Room |  | CP/T-A/3rd FLR/NS/TOB-2
282 | Tap off Box-3(North side) | 200 A | AMP | Anant power |  |  | 2018 | Tower-A | 3rd Floor | Electrical Room |  | CP/T-A/3rd FLR/NS/TOB-3
283 | Tap off Box-4(North side) | 200 A | AMP | Anant power |  |  | 2018 | Tower-A | 3rd Floor | Electrical Room |  | CP/T-A/3rd FLR/NS/TOB-4
284 | Tap off Box-1(South side) | 200 A | AMP | Anant power |  |  | 2018 | Tower-A | 3rd Floor | Electrical Room |  | CP/T-A/3rd FLR/SS/TOB-1
285 | Tap off Box-2(South side) | 200 A | AMP | Anant power |  |  | 2018 | Tower-A | 3rd Floor | Electrical Room |  | CP/T-A/3rd FLR/SS/TOB-2
286 | Tap off Box-3(South side) | 200 A | AMP | Anant power |  |  | 2018 | Tower-A | 3rd Floor | Electrical Room |  | CP/T-A/3rd FLR/SS/TOB-3
287 | Tap off Box-4(South side) | 200 A | AMP | Anant power |  |  | 2018 | Tower-A | 3rd Floor | Electrical Room |  | CP/T-A/3rd FLR/SS/TOB-4
288 | Tap off Box-1(North side) | 200 A | AMP | Anant power |  |  | 2018 | Tower-A | 4th Floor | Electrical Room |  | CP/T-A/4th FLR/NS/TOB-1
289 | Tap off Box-2(North side) | 200 A | AMP | Anant power |  |  | 2018 | Tower-A | 4th Floor | Electrical Room |  | CP/T-A/4th FLR/NS/TOB-2
290 | Tap off Box-3(North side) | 200 A | AMP | Anant power |  |  | 2018 | Tower-A | 4th Floor | Electrical Room |  | CP/T-A/4th FLR/NS/TOB-3
291 | Tap off Box-4(North side) | 200 A | AMP | Anant power |  |  | 2018 | Tower-A | 4th Floor | Electrical Room |  | CP/T-A/4th FLR/NS/TOB-4
292 | Tap off Box-1(South side) | 200 A | AMP | Anant power |  |  | 2018 | Tower-A | 4th Floor | Electrical Room |  | CP/T-A/4th FLR/SS/TOB-1
293 | Tap off Box-2(South side) | 200 A | AMP | Anant power |  |  | 2018 | Tower-A | 4th Floor | Electrical Room |  | CP/T-A/4th FLR/SS/TOB-2
294 | Tap off Box-3(South side) | 200 A | AMP | Anant power |  |  | 2018 | Tower-A | 4th Floor | Electrical Room |  | CP/T-A/4th FLR/SS/TOB-3
295 | Tap off Box-4(South side) | 200 A | AMP | Anant power |  |  | 2018 | Tower-A | 4th Floor | Electrical Room |  | CP/T-A/4th FLR/SS/TOB-4
296 | Tap off Box-1(North side) | 200 A | AMP | Anant power |  |  | 2018 | Tower-A | 5th Floor | Electrical Room |  | CP/T-A/4th FLR/NS/TOB-1
297 | Tap off Box-2(North side) | 200 A | AMP | Anant power |  |  | 2018 | Tower-A | 5th Floor | Electrical Room |  | CP/T-A/4th FLR/NS/TOB-2
298 | Tap off Box-3(North side) | 200 A | AMP | Anant power |  |  | 2018 | Tower-A | 5th Floor | Electrical Room |  | CP/T-A/4th FLR/NS/TOB-3
299 | Tap off Box-4(North side) | 200 A | AMP | Anant power |  |  | 2018 | Tower-A | 5th Floor | Electrical Room |  | CP/T-A/4th FLR/NS/TOB-4
300 | Tap off Box-1(South side) | 200 A | AMP | Anant power |  |  | 2018 | Tower-A | 5th Floor | Electrical Room |  | CP/T-A/5th FLR/SS/TOB-1
301 | Tap off Box-2(South side) | 200 A | AMP | Anant power |  |  | 2018 | Tower-A | 5th Floor | Electrical Room |  | CP/T-A/5th FLR/SS/TOB-2
302 | Tap off Box-3(South side) | 200 A | AMP | Anant power |  |  | 2018 | Tower-A | 5th Floor | Electrical Room |  | CP/T-A/5th FLR/SS/TOB-3
303 | Tap off Box-4(South side) | 200 A | AMP | Anant power |  |  | 2018 | Tower-A | 5th Floor | Electrical Room |  | CP/T-A/5th FLR/SS/TOB-4
304 | Tap off Box-1(North side) | 200 A | AMP | Anant power |  |  | 2018 | Tower-A | 6th Floor | Electrical Room |  | CP/T-A/6th FLR/NS/TOB-1
305 | Tap off Box-2(North side) | 200 A | AMP | Anant power |  |  | 2018 | Tower-A | 6th Floor | Electrical Room |  | CP/T-A/6th FLR/NS/TOB-2
306 | Tap off Box-3(North side) | 200 A | AMP | Anant power |  |  | 2018 | Tower-A | 6th Floor | Electrical Room |  | CP/T-A/6th FLR/NS/TOB-3
307 | Tap off Box-4(North side) | 200 A | AMP | Anant power |  |  | 2018 | Tower-A | 6th Floor | Electrical Room |  | CP/T-A/6th FLR/NS/TOB-4
308 | Tap off Box-1(South side) | 200 A | AMP | Anant power |  |  | 2018 | Tower-A | 6th Floor | Electrical Room |  | CP/T-A/6th FLR/SS/TOB-1
309 | Tap off Box-2(South side) | 200 A | AMP | Anant power |  |  | 2018 | Tower-A | 6th Floor | Electrical Room |  | CP/T-A/6th FLR/SS/TOB-2
310 | Tap off Box-3(South side) | 200 A | AMP | Anant power |  |  | 2018 | Tower-A | 6th Floor | Electrical Room |  | CP/T-A/6th FLR/SS/TOB-3
311 | Tap off Box-4(South side) | 200 A | AMP | Anant power |  |  | 2018 | Tower-A | 6th Floor | Electrical Room |  | CP/T-A/6th FLR/SS/TOB-4
312 | Tap off Box-1(North side) | 200 A | AMP | Anant power |  |  | 2018 | Tower-A | 7th Floor | Electrical Room |  | CP/T-A/7th FLR/NS/TOB-1
313 | Tap off Box-2(North side) | 200 A | AMP | Anant power |  |  | 2018 | Tower-A | 7th Floor | Electrical Room |  | CP/T-A/7th FLR/NS/TOB-2
314 | Tap off Box-3(North side) | 200 A | AMP | Anant power |  |  | 2018 | Tower-A | 7th Floor | Electrical Room |  | CP/T-A/7th FLR/NS/TOB-3
315 | Tap off Box-4(North side) | 200 A | AMP | Anant power |  |  | 2018 | Tower-A | 7th Floor | Electrical Room |  | CP/T-A/7th FLR/NS/TOB-4
316 | Tap off Box-1(South side) | 200 A | AMP | Anant power |  |  | 2018 | Tower-A | 7th Floor | Electrical Room |  | CP/T-A/7th FLR/SS/TOB-1
317 | Tap off Box-2(South side) | 200 A | AMP | Anant power |  |  | 2018 | Tower-A | 7th Floor | Electrical Room |  | CP/T-A/7th FLR/SS/TOB-2
318 | Tap off Box-3(South side) | 200 A | AMP | Anant power |  |  | 2018 | Tower-A | 7th Floor | Electrical Room |  | CP/T-A/7th FLR/SS/TOB-3
319 | Tap off Box-4(South side) | 200 A | AMP | Anant power |  |  | 2018 | Tower-A | 7th Floor | Electrical Room |  | CP/T-A/7th FLR/SS/TOB-4
320 | Tap off Box-1(North side) | 200 A | AMP | Anant power |  |  | 2018 | Tower-A | 8th Floor | Electrical Room |  | CP/T-A/8th FLR/NS/TOB-1
321 | Tap off Box-2(North side) | 200 A | AMP | Anant power |  |  | 2018 | Tower-A | 8th Floor | Electrical Room |  | CP/T-A/8th FLR/NS/TOB-2
322 | Tap off Box-3(North side) | 200 A | AMP | Anant power |  |  | 2018 | Tower-A | 8th Floor | Electrical Room |  | CP/T-A/8th FLR/NS/TOB-3
323 | Tap off Box-4(North side) | 200 A | AMP | Anant power |  |  | 2018 | Tower-A | 8th Floor | Electrical Room |  | CP/T-A/8th FLR/NS/TOB-4
324 | Tap off Box-1(South side) | 200 A | AMP | Anant power |  |  | 2018 | Tower-A | 8th Floor | Electrical Room |  | CP/T-A/8th FLR/SS/TOB-1
325 | Tap off Box-2(South side) | 200 A | AMP | Anant power |  |  | 2018 | Tower-A | 8th Floor | Electrical Room |  | CP/T-A/8th FLR/SS/TOB-2
326 | Tap off Box-3(South side) | 200 A | AMP | Anant power |  |  | 2018 | Tower-A | 8th Floor | Electrical Room |  | CP/T-A/8th FLR/SS/TOB-3
327 | Tap off Box-4(South side) | 200 A | AMP | Anant power |  |  | 2018 | Tower-A | 8th Floor | Electrical Room |  | CP/T-A/8th FLR/SS/TOB-4
328 | Tap off Box-1(North side) | 200 A | AMP | Anant power |  |  | 2018 | Tower-A | 9th Floor | Electrical Room |  | CP/T-A/9th FLR/NS/TOB-1
329 | Tap off Box-2(North side) | 200 A | AMP | Anant power |  |  | 2018 | Tower-A | 9th Floor | Electrical Room |  | CP/T-A/9th FLR/NS/TOB-2
330 | Tap off Box-3(North side) | 200 A | AMP | Anant power |  |  | 2018 | Tower-A | 9th Floor | Electrical Room |  | CP/T-A/9th FLR/NS/TOB-3
331 | Tap off Box-4(North side) | 200 A | AMP | Anant power |  |  | 2018 | Tower-A | 9th Floor | Electrical Room |  | CP/T-A/9th FLR/NS/TOB-4
332 | Tap off Box-1(South side) | 200 A | AMP | Anant power |  |  | 2018 | Tower-A | 9th Floor | Electrical Room |  | CP/T-A/9th FLR/SS/TOB-1
333 | Tap off Box-2(South side) | 200 A | AMP | Anant power |  |  | 2018 | Tower-A | 9th Floor | Electrical Room |  | CP/T-A/9th FLR/SS/TOB-2
334 | Tap off Box-3(South side) | 200 A | AMP | Anant power |  |  | 2018 | Tower-A | 9th Floor | Electrical Room |  | CP/T-A/9th FLR/SS/TOB-3
335 | Tap off Box-4(South side) | 200 A | AMP | Anant power |  |  | 2018 | Tower-A | 9th Floor | Electrical Room |  | CP/T-A/9th FLR/SS/TOB-4
336 | Tap off Box-1(North side) | 200 A | AMP | Anant power |  |  | 2018 | Tower-A | 10th Floor | Electrical Room |  | CP/T-A/10th FLR/NS/TOB-1
337 | Tap off Box-2(North side) | 200 A | AMP | Anant power |  |  | 2018 | Tower-A | 10th Floor | Electrical Room |  | CP/T-A/10th FLR/NS/TOB-2
338 | Tap off Box-3(North side) | 200 A | AMP | Anant power |  |  | 2018 | Tower-A | 10th Floor | Electrical Room |  | CP/T-A/10th FLR/NS/TOB-3
339 | Tap off Box-4(North side) | 200 A | AMP | Anant power |  |  | 2018 | Tower-A | 10th Floor | Electrical Room |  | CP/T-A/10th FLR/NS/TOB-4
340 | Tap off Box-1(South side) | 200 A | AMP | Anant power |  |  | 2018 | Tower-A | 10th Floor | Electrical Room |  | CP/T-A/10th FLR/SS/TOB-1
341 | Tap off Box-2(South side) | 200 A | AMP | Anant power |  |  | 2018 | Tower-A | 10th Floor | Electrical Room |  | CP/T-A/10th FLR/SS/TOB-2
342 | Tap off Box-3(South side) | 200 A | AMP | Anant power |  |  | 2018 | Tower-A | 10th Floor | Electrical Room |  | CP/T-A/10th FLR/SS/TOB-3
343 | Tap off Box-4(South side) | 200 A | AMP | Anant power |  |  | 2018 | Tower-A | 10th Floor | Electrical Room |  | CP/T-A/10th FLR/SS/TOB-4
344 | Tap off Box-1(North side) | 200 A | AMP | Anant power |  |  | 2018 | Tower-A | 11th Floor | Electrical Room |  | CP/T-A/11th FLR/NS/TOB-1
345 | Tap off Box-2(North side) | 200 A | AMP | Anant power |  |  | 2018 | Tower-A | 11th Floor | Electrical Room |  | CP/T-A/11th FLR/NS/TOB-2
346 | Tap off Box-3(North side) | 200 A | AMP | Anant power |  |  | 2018 | Tower-A | 11th Floor | Electrical Room |  | CP/T-A/11th FLR/NS/TOB-3
347 | Tap off Box-4(North side) | 200 A | AMP | Anant power |  |  | 2018 | Tower-A | 11th Floor | Electrical Room |  | CP/T-A/11th FLR/NS/TOB-4
348 | Tap off Box-1(South side) | 200 A | AMP | Anant power |  |  | 2018 | Tower-A | 11th Floor | Electrical Room |  | CP/T-A/11th FLR/SS/TOB-1
349 | Tap off Box-2(South side) | 200 A | AMP | Anant power |  |  | 2018 | Tower-A | 11th Floor | Electrical Room |  | CP/T-A/11th FLR/SS/TOB-2
350 | Tap off Box-3(South side) | 200 A | AMP | Anant power |  |  | 2018 | Tower-A | 11th Floor | Electrical Room |  | CP/T-A/11th FLR/SS/TOB-3
351 | Tap off Box-4(South side) | 200 A | AMP | Anant power |  |  | 2018 | Tower-A | 11th Floor | Electrical Room |  | CP/T-A/11th FLR/SS/TOB-4
352 | Tap off Box-1(North side) | 200 A | AMP | Anant power |  |  | 2018 | Tower-B | 2nd Floor | Electrical Room |  | CP/T-B/2nd FLR/NS/TOB-1
353 | Tap off Box-2(North side) | 200 A | AMP | Anant power |  |  | 2018 | Tower-B | 2nd Floor | Electrical Room |  | CP/T-B/2nd FLR/NS/TOB-2
354 | Tap off Box-3(North side) | 200 A | AMP | Anant power |  |  | 2018 | Tower-B | 2nd Floor | Electrical Room |  | CP/T-B/2nd FLR/NS/TOB-3
355 | Tap off Box-4(North side) | 200 A | AMP | Anant power |  |  | 2018 | Tower-B | 2nd Floor | Electrical Room |  | CP/T-B/2nd FLR/NS/TOB-4
356 | Tap off Box-1(South side) | 200 A | AMP | Anant power |  |  | 2018 | Tower-B | 2nd Floor | Electrical Room |  | CP/T-B/2nd FLR/SS/TOB-1
357 | Tap off Box-2(South side) | 200 A | AMP | Anant power |  |  | 2018 | Tower-B | 2nd Floor | Electrical Room |  | CP/T-B/2nd FLR/SS/TOB-2
358 | Tap off Box-3(South side) | 200 A | AMP | Anant power |  |  | 2018 | Tower-B | 2nd Floor | Electrical Room |  | CP/T-B/2nd FLR/SS/TOB-3
359 | Tap off Box-4(South side) | 200 A | AMP | Anant power |  |  | 2018 | Tower-B | 2nd Floor | Electrical Room |  | CP/T-B/2nd FLR/SS/TOB-4
360 | Tap off Box-1(North side) | 200 A | AMP | Anant power |  |  | 2018 | Tower-B | 3rd Floor | Electrical Room |  | CP/T-B/3rd FLR/NS/TOB-1
361 | Tap off Box-2(North side) | 200 A | AMP | Anant power |  |  | 2018 | Tower-B | 3rd Floor | Electrical Room |  | CP/T-B/3rd FLR/NS/TOB-2
362 | Tap off Box-3(North side) | 200 A | AMP | Anant power |  |  | 2018 | Tower-B | 3rd Floor | Electrical Room |  | CP/T-B/3rd FLR/NS/TOB-3
363 | Tap off Box-4(North side) | 200 A | AMP | Anant power |  |  | 2018 | Tower-B | 3rd Floor | Electrical Room |  | CP/T-B/3rd FLR/NS/TOB-4
364 | Tap off Box-1(South side) | 200 A | AMP | Anant power |  |  | 2018 | Tower-B | 3rd Floor | Electrical Room |  | CP/T-B/3rd FLR/SS/TOB-1
365 | Tap off Box-2(South side) | 200 A | AMP | Anant power |  |  | 2018 | Tower-B | 3rd Floor | Electrical Room |  | CP/T-B/3rd FLR/SS/TOB-2
366 | Tap off Box-3(South side) | 200 A | AMP | Anant power |  |  | 2018 | Tower-B | 3rd Floor | Electrical Room |  | CP/T-B/3rd FLR/SS/TOB-3
367 | Tap off Box-4(South side) | 200 A | AMP | Anant power |  |  | 2018 | Tower-B | 3rd Floor | Electrical Room |  | CP/T-B/3rd FLR/SS/TOB-4
368 | Tap off Box-1(North side) | 200 A | AMP | Anant power |  |  | 2018 | Tower-B | 4th Floor | Electrical Room |  | CP/T-B/4th FLR/NS/TOB-1
369 | Tap off Box-2(North side) | 200 A | AMP | Anant power |  |  | 2018 | Tower-B | 4th Floor | Electrical Room |  | CP/T-B/4th FLR/NS/TOB-2
370 | Tap off Box-3(North side) | 200 A | AMP | Anant power |  |  | 2018 | Tower-B | 4th Floor | Electrical Room |  | CP/T-B/4th FLR/NS/TOB-3
371 | Tap off Box-4(North side) | 200 A | AMP | Anant power |  |  | 2018 | Tower-B | 4th Floor | Electrical Room |  | CP/T-B/4th FLR/NS/TOB-4
372 | Tap off Box-1(South side) | 200 A | AMP | Anant power |  |  | 2018 | Tower-B | 4th Floor | Electrical Room |  | CP/T-B/4th FLR/SS/TOB-1
373 | Tap off Box-2(South side) | 200 A | AMP | Anant power |  |  | 2018 | Tower-B | 4th Floor | Electrical Room |  | CP/T-B/4th FLR/SS/TOB-2
374 | Tap off Box-3(South side) | 200 A | AMP | Anant power |  |  | 2018 | Tower-B | 4th Floor | Electrical Room |  | CP/T-B/4th FLR/SS/TOB-3
375 | Tap off Box-4(South side) | 200 A | AMP | Anant power |  |  | 2018 | Tower-B | 4th Floor | Electrical Room |  | CP/T-B/4th FLR/SS/TOB-4
376 | Tap off Box-1(North side) | 200 A | AMP | Anant power |  |  | 2018 | Tower-B | 5th Floor | Electrical Room |  | CP/T-B/4th FLR/NS/TOB-1
377 | Tap off Box-2(North side) | 200 A | AMP | Anant power |  |  | 2018 | Tower-B | 5th Floor | Electrical Room |  | CP/T-B/4th FLR/NS/TOB-2
378 | Tap off Box-3(North side) | 200 A | AMP | Anant power |  |  | 2018 | Tower-B | 5th Floor | Electrical Room |  | CP/T-B/4th FLR/NS/TOB-3
379 | Tap off Box-4(North side) | 200 A | AMP | Anant power |  |  | 2018 | Tower-B | 5th Floor | Electrical Room |  | CP/T-B/4th FLR/NS/TOB-4
380 | Tap off Box-1(South side) | 200 A | AMP | Anant power |  |  | 2018 | Tower-B | 5th Floor | Electrical Room |  | CP/T-B/5th FLR/SS/TOB-1
381 | Tap off Box-2(South side) | 200 A | AMP | Anant power |  |  | 2018 | Tower-B | 5th Floor | Electrical Room |  | CP/T-B/5th FLR/SS/TOB-2
382 | Tap off Box-3(South side) | 200 A | AMP | Anant power |  |  | 2018 | Tower-B | 5th Floor | Electrical Room |  | CP/T-B/5th FLR/SS/TOB-3
383 | Tap off Box-4(South side) | 200 A | AMP | Anant power |  |  | 2018 | Tower-B | 5th Floor | Electrical Room |  | CP/T-B/5th FLR/SS/TOB-4
384 | Tap off Box-1(North side) | 200 A | AMP | Anant power |  |  | 2018 | Tower-B | 6th Floor | Electrical Room |  | CP/T-B/6th FLR/NS/TOB-1
385 | Tap off Box-2(North side) | 200 A | AMP | Anant power |  |  | 2018 | Tower-B | 6th Floor | Electrical Room |  | CP/T-B/6th FLR/NS/TOB-2
386 | Tap off Box-3(North side) | 200 A | AMP | Anant power |  |  | 2018 | Tower-B | 6th Floor | Electrical Room |  | CP/T-B/6th FLR/NS/TOB-3
387 | Tap off Box-4(North side) | 200 A | AMP | Anant power |  |  | 2018 | Tower-B | 6th Floor | Electrical Room |  | CP/T-B/6th FLR/NS/TOB-4
388 | Tap off Box-1(South side) | 200 A | AMP | Anant power |  |  | 2018 | Tower-B | 6th Floor | Electrical Room |  | CP/T-B/6th FLR/SS/TOB-1
389 | Tap off Box-2(South side) | 200 A | AMP | Anant power |  |  | 2018 | Tower-B | 6th Floor | Electrical Room |  | CP/T-B/6th FLR/SS/TOB-2
390 | Tap off Box-3(South side) | 200 A | AMP | Anant power |  |  | 2018 | Tower-B | 6th Floor | Electrical Room |  | CP/T-B/6th FLR/SS/TOB-3
391 | Tap off Box-4(South side) | 200 A | AMP | Anant power |  |  | 2018 | Tower-B | 6th Floor | Electrical Room |  | CP/T-B/6th FLR/SS/TOB-4
392 | Tap off Box-1(North side) | 200 A | AMP | Anant power |  |  | 2018 | Tower-B | 7th Floor | Electrical Room |  | CP/T-B/7th FLR/NS/TOB-1
393 | Tap off Box-2(North side) | 200 A | AMP | Anant power |  |  | 2018 | Tower-B | 7th Floor | Electrical Room |  | CP/T-B/7th FLR/NS/TOB-2
394 | Tap off Box-3(North side) | 200 A | AMP | Anant power |  |  | 2018 | Tower-B | 7th Floor | Electrical Room |  | CP/T-B/7th FLR/NS/TOB-3
395 | Tap off Box-4(North side) | 200 A | AMP | Anant power |  |  | 2018 | Tower-B | 7th Floor | Electrical Room |  | CP/T-B/7th FLR/NS/TOB-4
396 | Tap off Box-1(South side) | 200 A | AMP | Anant power |  |  | 2018 | Tower-B | 7th Floor | Electrical Room |  | CP/T-B/7th FLR/SS/TOB-1
397 | Tap off Box-2(South side) | 200 A | AMP | Anant power |  |  | 2018 | Tower-B | 7th Floor | Electrical Room |  | CP/T-B/7th FLR/SS/TOB-2
398 | Tap off Box-3(South side) | 200 A | AMP | Anant power |  |  | 2018 | Tower-B | 7th Floor | Electrical Room |  | CP/T-B/7th FLR/SS/TOB-3
399 | Tap off Box-4(South side) | 200 A | AMP | Anant power |  |  | 2018 | Tower-B | 7th Floor | Electrical Room |  | CP/T-B/7th FLR/SS/TOB-4
400 | Tap off Box-1(North side) | 200 A | AMP | Anant power |  |  | 2018 | Tower-B | 8th Floor | Electrical Room |  | CP/T-B/8th FLR/NS/TOB-1
401 | Tap off Box-2(North side) | 200 A | AMP | Anant power |  |  | 2018 | Tower-B | 8th Floor | Electrical Room |  | CP/T-B/8th FLR/NS/TOB-2
402 | Tap off Box-3(North side) | 200 A | AMP | Anant power |  |  | 2018 | Tower-B | 8th Floor | Electrical Room |  | CP/T-B/8th FLR/NS/TOB-3
403 | Tap off Box-4(North side) | 200 A | AMP | Anant power |  |  | 2018 | Tower-B | 8th Floor | Electrical Room |  | CP/T-B/8th FLR/NS/TOB-4
404 | Tap off Box-1(South side) | 200 A | AMP | Anant power |  |  | 2018 | Tower-B | 8th Floor | Electrical Room |  | CP/T-B/8th FLR/SS/TOB-1
405 | Tap off Box-2(South side) | 200 A | AMP | Anant power |  |  | 2018 | Tower-B | 8th Floor | Electrical Room |  | CP/T-B/8th FLR/SS/TOB-2
406 | Tap off Box-3(South side) | 200 A | AMP | Anant power |  |  | 2018 | Tower-B | 8th Floor | Electrical Room |  | CP/T-B/8th FLR/SS/TOB-3
407 | Tap off Box-4(South side) | 200 A | AMP | Anant power |  |  | 2018 | Tower-B | 8th Floor | Electrical Room |  | CP/T-B/8th FLR/SS/TOB-4
408 | Tap off Box-1(North side) | 200 A | AMP | Anant power |  |  | 2018 | Tower-B | 9th Floor | Electrical Room |  | CP/T-B/9th FLR/NS/TOB-1
409 | Tap off Box-2(North side) | 200 A | AMP | Anant power |  |  | 2018 | Tower-B | 9th Floor | Electrical Room |  | CP/T-B/9th FLR/NS/TOB-2
410 | Tap off Box-3(North side) | 200 A | AMP | Anant power |  |  | 2018 | Tower-B | 9th Floor | Electrical Room |  | CP/T-B/9th FLR/NS/TOB-3
411 | Tap off Box-4(North side) | 200 A | AMP | Anant power |  |  | 2018 | Tower-B | 9th Floor | Electrical Room |  | CP/T-B/9th FLR/NS/TOB-4
412 | Tap off Box-1(South side) | 200 A | AMP | Anant power |  |  | 2018 | Tower-B | 9th Floor | Electrical Room |  | CP/T-B/9th FLR/SS/TOB-1
413 | Tap off Box-2(South side) | 200 A | AMP | Anant power |  |  | 2018 | Tower-B | 9th Floor | Electrical Room |  | CP/T-B/9th FLR/SS/TOB-2
414 | Tap off Box-3(South side) | 200 A | AMP | Anant power |  |  | 2018 | Tower-B | 9th Floor | Electrical Room |  | CP/T-B/9th FLR/SS/TOB-3
415 | Tap off Box-4(South side) | 200 A | AMP | Anant power |  |  | 2018 | Tower-B | 9th Floor | Electrical Room |  | CP/T-B/9th FLR/SS/TOB-4
416 | Tap off Box-1(North side) | 200 A | AMP | Anant power |  |  | 2018 | Tower-B | 10th Floor | Electrical Room |  | CP/T-B/10th FLR/NS/TOB-1
417 | Tap off Box-2(North side) | 200 A | AMP | Anant power |  |  | 2018 | Tower-B | 10th Floor | Electrical Room |  | CP/T-B/10th FLR/NS/TOB-2
418 | Tap off Box-3(North side) | 200 A | AMP | Anant power |  |  | 2018 | Tower-B | 10th Floor | Electrical Room |  | CP/T-B/10th FLR/NS/TOB-3
419 | Tap off Box-4(North side) | 200 A | AMP | Anant power |  |  | 2018 | Tower-B | 10th Floor | Electrical Room |  | CP/T-B/10th FLR/NS/TOB-4
420 | Tap off Box-1(South side) | 200 A | AMP | Anant power |  |  | 2018 | Tower-B | 10th Floor | Electrical Room |  | CP/T-B/10th FLR/SS/TOB-1
421 | Tap off Box-2(South side) | 200 A | AMP | Anant power |  |  | 2018 | Tower-B | 10th Floor | Electrical Room |  | CP/T-B/10th FLR/SS/TOB-2
422 | Tap off Box-3(South side) | 200 A | AMP | Anant power |  |  | 2018 | Tower-B | 10th Floor | Electrical Room |  | CP/T-B/10th FLR/SS/TOB-3
423 | Tap off Box-4(South side) | 200 A | AMP | Anant power |  |  | 2018 | Tower-B | 10th Floor | Electrical Room |  | CP/T-B/10th FLR/SS/TOB-4
424 | Tap off Box-1(North side) | 200 A | AMP | Anant power |  |  | 2018 | Tower-B | 11th Floor | Electrical Room |  | CP/T-B/11th FLR/NS/TOB-1
425 | Tap off Box-2(North side) | 200 A | AMP | Anant power |  |  | 2018 | Tower-B | 11th Floor | Electrical Room |  | CP/T-B/11th FLR/NS/TOB-2
426 | Tap off Box-3(North side) | 200 A | AMP | Anant power |  |  | 2018 | Tower-B | 11th Floor | Electrical Room |  | CP/T-B/11th FLR/NS/TOB-3
427 | Tap off Box-4(North side) | 200 A | AMP | Anant power |  |  | 2018 | Tower-B | 11th Floor | Electrical Room |  | CP/T-B/11th FLR/NS/TOB-4
428 | Tap off Box-1(South side) | 200 A | AMP | Anant power |  |  | 2018 | Tower-B | 11th Floor | Electrical Room |  | CP/T-B/11th FLR/SS/TOB-1
429 | Tap off Box-2(South side) | 200 A | AMP | Anant power |  |  | 2018 | Tower-B | 11th Floor | Electrical Room |  | CP/T-B/11th FLR/SS/TOB-2
430 | Tap off Box-3(South side) | 200 A | AMP | Anant power |  |  | 2018 | Tower-B | 11th Floor | Electrical Room |  | CP/T-B/11th FLR/SS/TOB-3
431 | Tap off Box-4(South side) | 200 A | AMP | Anant power |  |  | 2018 | Tower-B | 11th Floor | Electrical Room |  | CP/T-B/11th FLR/SS/TOB-4
432 | Tap off Box-1(North side) | 200 A | AMP | Anant power |  |  | 2018 | Tower-B | 12th Floor | Electrical Room |  | CP/T-B/12th FLR/NS/TOB-1
433 | Tap off Box-2(North side) | 200 A | AMP | Anant power |  |  | 2018 | Tower-B | 12th Floor | Electrical Room |  | CP/T-B/12th FLR/NS/TOB-2
434 | Tap off Box-3(North side) | 200 A | AMP | Anant power |  |  | 2018 | Tower-B | 12th Floor | Electrical Room |  | CP/T-B/12th FLR/NS/TOB-3
435 | Tap off Box-4(North side) | 200 A | AMP | Anant power |  |  | 2018 | Tower-B | 12th Floor | Electrical Room |  | CP/T-B/12th FLR/NS/TOB-4
436 | Tap off Box-1(South side) | 200 A | AMP | Anant power |  |  | 2018 | Tower-B | 12th Floor | Electrical Room |  | CP/T-B/12th FLR/SS/TOB-1
437 | Tap off Box-2(South side) | 200 A | AMP | Anant power |  |  | 2018 | Tower-B | 12th Floor | Electrical Room |  | CP/T-B/12th FLR/SS/TOB-2
438 | Tap off Box-3(South side) | 200 A | AMP | Anant power |  |  | 2018 | Tower-B | 12th Floor | Electrical Room |  | CP/T-B/12th FLR/SS/TOB-3
439 | Tap off Box-4(South side) | 200 A | AMP | Anant power |  |  | 2018 | Tower-B | 12th Floor | Electrical Room |  | CP/T-B/12th FLR/SS/TOB-4
440 | Tap off Box-1(North side) | 200 A | AMP | Anant power |  |  | 2018 | Tower-C | 2nd Floor | Electrical Room |  | CP/T-C/2nd FLR/NS/TOB-1
441 | Tap off Box-2(North side) | 200 A | AMP | Anant power |  |  | 2018 | Tower-C | 2nd Floor | Electrical Room |  | CP/T-C/2nd FLR/NS/TOB-2
442 | Tap off Box-3(North side) | 200 A | AMP | Anant power |  |  | 2018 | Tower-C | 2nd Floor | Electrical Room |  | CP/T-C/2nd FLR/NS/TOB-3
443 | Tap off Box-4(North side) | 200 A | AMP | Anant power |  |  | 2018 | Tower-C | 2nd Floor | Electrical Room |  | CP/T-C/2nd FLR/NS/TOB-4
444 | Tap off Box-1(South side) | 200 A | AMP | Anant power |  |  | 2018 | Tower-C | 2nd Floor | Electrical Room |  | CP/T-C/2nd FLR/SS/TOB-1
445 | Tap off Box-2(South side) | 200 A | AMP | Anant power |  |  | 2018 | Tower-C | 2nd Floor | Electrical Room |  | CP/T-C/2nd FLR/SS/TOB-2
446 | Tap off Box-3(South side) | 200 A | AMP | Anant power |  |  | 2018 | Tower-C | 2nd Floor | Electrical Room |  | CP/T-C/2nd FLR/SS/TOB-3
447 | Tap off Box-4(South side) | 200 A | AMP | Anant power |  |  | 2018 | Tower-C | 2nd Floor | Electrical Room |  | CP/T-C/2nd FLR/SS/TOB-4
448 | Tap off Box-1(North side) | 200 A | AMP | Anant power |  |  | 2018 | Tower-C | 3rd Floor | Electrical Room |  | CP/T-C/3rd FLR/NS/TOB-1
449 | Tap off Box-2(North side) | 200 A | AMP | Anant power |  |  | 2018 | Tower-C | 3rd Floor | Electrical Room |  | CP/T-C/3rd FLR/NS/TOB-2
450 | Tap off Box-3(North side) | 200 A | AMP | Anant power |  |  | 2018 | Tower-C | 3rd Floor | Electrical Room |  | CP/T-C/3rd FLR/NS/TOB-3
451 | Tap off Box-4(North side) | 200 A | AMP | Anant power |  |  | 2018 | Tower-C | 3rd Floor | Electrical Room |  | CP/T-C/3rd FLR/NS/TOB-4
452 | Tap off Box-1(South side) | 200 A | AMP | Anant power |  |  | 2018 | Tower-C | 3rd Floor | Electrical Room |  | CP/T-C/3rd FLR/SS/TOB-1
453 | Tap off Box-2(South side) | 200 A | AMP | Anant power |  |  | 2018 | Tower-C | 3rd Floor | Electrical Room |  | CP/T-C/3rd FLR/SS/TOB-2
454 | Tap off Box-3(South side) | 200 A | AMP | Anant power |  |  | 2018 | Tower-C | 3rd Floor | Electrical Room |  | CP/T-C/3rd FLR/SS/TOB-3
455 | Tap off Box-4(South side) | 200 A | AMP | Anant power |  |  | 2018 | Tower-C | 3rd Floor | Electrical Room |  | CP/T-C/3rd FLR/SS/TOB-4
456 | Tap off Box-1(North side) | 200 A | AMP | Anant power |  |  | 2018 | Tower-C | 4th Floor | Electrical Room |  | CP/T-C/4th FLR/NS/TOB-1
457 | Tap off Box-2(North side) | 200 A | AMP | Anant power |  |  | 2018 | Tower-C | 4th Floor | Electrical Room |  | CP/T-C/4th FLR/NS/TOB-2
458 | Tap off Box-3(North side) | 200 A | AMP | Anant power |  |  | 2018 | Tower-C | 4th Floor | Electrical Room |  | CP/T-C/4th FLR/NS/TOB-3
459 | Tap off Box-4(North side) | 200 A | AMP | Anant power |  |  | 2018 | Tower-C | 4th Floor | Electrical Room |  | CP/T-C/4th FLR/NS/TOB-4
460 | Tap off Box-1(South side) | 200 A | AMP | Anant power |  |  | 2018 | Tower-C | 4th Floor | Electrical Room |  | CP/T-C/4th FLR/SS/TOB-1
461 | Tap off Box-2(South side) | 200 A | AMP | Anant power |  |  | 2018 | Tower-C | 4th Floor | Electrical Room |  | CP/T-C/4th FLR/SS/TOB-2
462 | Tap off Box-3(South side) | 200 A | AMP | Anant power |  |  | 2018 | Tower-C | 4th Floor | Electrical Room |  | CP/T-C/4th FLR/SS/TOB-3
463 | Tap off Box-4(South side) | 200 A | AMP | Anant power |  |  | 2018 | Tower-C | 4th Floor | Electrical Room |  | CP/T-C/4th FLR/SS/TOB-4
464 | Tap off Box-1(North side) | 200 A | AMP | Anant power |  |  | 2018 | Tower-C | 5th Floor | Electrical Room |  | CP/T-C/4th FLR/NS/TOB-1
465 | Tap off Box-2(North side) | 200 A | AMP | Anant power |  |  | 2018 | Tower-C | 5th Floor | Electrical Room |  | CP/T-C/4th FLR/NS/TOB-2
466 | Tap off Box-3(North side) | 200 A | AMP | Anant power |  |  | 2018 | Tower-C | 5th Floor | Electrical Room |  | CP/T-C/4th FLR/NS/TOB-3
467 | Tap off Box-4(North side) | 200 A | AMP | Anant power |  |  | 2018 | Tower-C | 5th Floor | Electrical Room |  | CP/T-C/4th FLR/NS/TOB-4
468 | Tap off Box-1(South side) | 200 A | AMP | Anant power |  |  | 2018 | Tower-C | 5th Floor | Electrical Room |  | CP/T-C/5th FLR/SS/TOB-1
469 | Tap off Box-2(South side) | 200 A | AMP | Anant power |  |  | 2018 | Tower-C | 5th Floor | Electrical Room |  | CP/T-C/5th FLR/SS/TOB-2
470 | Tap off Box-3(South side) | 200 A | AMP | Anant power |  |  | 2018 | Tower-C | 5th Floor | Electrical Room |  | CP/T-C/5th FLR/SS/TOB-3
471 | Tap off Box-4(South side) | 200 A | AMP | Anant power |  |  | 2018 | Tower-C | 5th Floor | Electrical Room |  | CP/T-C/5th FLR/SS/TOB-4
472 | Tap off Box-1(North side) | 200 A | AMP | Anant power |  |  | 2018 | Tower-C | 6th Floor | Electrical Room |  | CP/T-C/6th FLR/NS/TOB-1
473 | Tap off Box-2(North side) | 200 A | AMP | Anant power |  |  | 2018 | Tower-C | 6th Floor | Electrical Room |  | CP/T-C/6th FLR/NS/TOB-2
474 | Tap off Box-3(North side) | 200 A | AMP | Anant power |  |  | 2018 | Tower-C | 6th Floor | Electrical Room |  | CP/T-C/6th FLR/NS/TOB-3
475 | Tap off Box-4(North side) | 200 A | AMP | Anant power |  |  | 2018 | Tower-C | 6th Floor | Electrical Room |  | CP/T-C/6th FLR/NS/TOB-4
476 | Tap off Box-1(South side) | 200 A | AMP | Anant power |  |  | 2018 | Tower-C | 6th Floor | Electrical Room |  | CP/T-C/6th FLR/SS/TOB-1
477 | Tap off Box-2(South side) | 200 A | AMP | Anant power |  |  | 2018 | Tower-C | 6th Floor | Electrical Room |  | CP/T-C/6th FLR/SS/TOB-2
478 | Tap off Box-3(South side) | 200 A | AMP | Anant power |  |  | 2018 | Tower-C | 6th Floor | Electrical Room |  | CP/T-C/6th FLR/SS/TOB-3
479 | Tap off Box-4(South side) | 200 A | AMP | Anant power |  |  | 2018 | Tower-C | 6th Floor | Electrical Room |  | CP/T-C/6th FLR/SS/TOB-4
480 | Tap off Box-1(North side) | 200 A | AMP | Anant power |  |  | 2018 | Tower-C | 7th Floor | Electrical Room |  | CP/T-C/7th FLR/NS/TOB-1
481 | Tap off Box-2(North side) | 200 A | AMP | Anant power |  |  | 2018 | Tower-C | 7th Floor | Electrical Room |  | CP/T-C/7th FLR/NS/TOB-2
482 | Tap off Box-3(North side) | 200 A | AMP | Anant power |  |  | 2018 | Tower-C | 7th Floor | Electrical Room |  | CP/T-C/7th FLR/NS/TOB-3
483 | Tap off Box-4(North side) | 200 A | AMP | Anant power |  |  | 2018 | Tower-C | 7th Floor | Electrical Room |  | CP/T-C/7th FLR/NS/TOB-4
484 | Tap off Box-1(South side) | 200 A | AMP | Anant power |  |  | 2018 | Tower-C | 7th Floor | Electrical Room |  | CP/T-C/7th FLR/SS/TOB-1
485 | Tap off Box-2(South side) | 200 A | AMP | Anant power |  |  | 2018 | Tower-C | 7th Floor | Electrical Room |  | CP/T-C/7th FLR/SS/TOB-2
486 | Tap off Box-3(South side) | 200 A | AMP | Anant power |  |  | 2018 | Tower-C | 7th Floor | Electrical Room |  | CP/T-C/7th FLR/SS/TOB-3
487 | Tap off Box-4(South side) | 200 A | AMP | Anant power |  |  | 2018 | Tower-C | 7th Floor | Electrical Room |  | CP/T-C/7th FLR/SS/TOB-4
488 | Tap off Box-1(North side) | 200 A | AMP | Anant power |  |  | 2018 | Tower-C | 8th Floor | Electrical Room |  | CP/T-C/8th FLR/NS/TOB-1
489 | Tap off Box-2(North side) | 200 A | AMP | Anant power |  |  | 2018 | Tower-C | 8th Floor | Electrical Room |  | CP/T-C/8th FLR/NS/TOB-2
490 | Tap off Box-3(North side) | 200 A | AMP | Anant power |  |  | 2018 | Tower-C | 8th Floor | Electrical Room |  | CP/T-C/8th FLR/NS/TOB-3
491 | Tap off Box-4(North side) | 200 A | AMP | Anant power |  |  | 2018 | Tower-C | 8th Floor | Electrical Room |  | CP/T-C/8th FLR/NS/TOB-4
492 | Tap off Box-1(South side) | 200 A | AMP | Anant power |  |  | 2018 | Tower-C | 8th Floor | Electrical Room |  | CP/T-C/8th FLR/SS/TOB-1
493 | Tap off Box-2(South side) | 200 A | AMP | Anant power |  |  | 2018 | Tower-C | 8th Floor | Electrical Room |  | CP/T-C/8th FLR/SS/TOB-2
494 | Tap off Box-3(South side) | 200 A | AMP | Anant power |  |  | 2018 | Tower-C | 8th Floor | Electrical Room |  | CP/T-C/8th FLR/SS/TOB-3
495 | Tap off Box-4(South side) | 200 A | AMP | Anant power |  |  | 2018 | Tower-C | 8th Floor | Electrical Room |  | CP/T-C/8th FLR/SS/TOB-4
496 | Tap off Box-1(North side) | 200 A | AMP | Anant power |  |  | 2018 | Tower-C | 9th Floor | Electrical Room |  | CP/T-C/9th FLR/NS/TOB-1
497 | Tap off Box-2(North side) | 200 A | AMP | Anant power |  |  | 2018 | Tower-C | 9th Floor | Electrical Room |  | CP/T-C/9th FLR/NS/TOB-2
498 | Tap off Box-3(North side) | 200 A | AMP | Anant power |  |  | 2018 | Tower-C | 9th Floor | Electrical Room |  | CP/T-C/9th FLR/NS/TOB-3
499 | Tap off Box-4(North side) | 200 A | AMP | Anant power |  |  | 2018 | Tower-C | 9th Floor | Electrical Room |  | CP/T-C/9th FLR/NS/TOB-4
500 | Tap off Box-1(South side) | 200 A | AMP | Anant power |  |  | 2018 | Tower-C | 9th Floor | Electrical Room |  | CP/T-C/9th FLR/SS/TOB-1
501 | Tap off Box-2(South side) | 200 A | AMP | Anant power |  |  | 2018 | Tower-C | 9th Floor | Electrical Room |  | CP/T-C/9th FLR/SS/TOB-2
502 | Tap off Box-3(South side) | 200 A | AMP | Anant power |  |  | 2018 | Tower-C | 9th Floor | Electrical Room |  | CP/T-C/9th FLR/SS/TOB-3
503 | Tap off Box-4(South side) | 200 A | AMP | Anant power |  |  | 2018 | Tower-C | 9th Floor | Electrical Room |  | CP/T-C/9th FLR/SS/TOB-4
504 | Tap off Box-1(North side) | 200 A | AMP | Anant power |  |  | 2018 | Tower-C | 10th Floor | Electrical Room |  | CP/T-C/10th FLR/NS/TOB-1
505 | Tap off Box-2(North side) | 200 A | AMP | Anant power |  |  | 2018 | Tower-C | 10th Floor | Electrical Room |  | CP/T-C/10th FLR/NS/TOB-2
506 | Tap off Box-3(North side) | 200 A | AMP | Anant power |  |  | 2018 | Tower-C | 10th Floor | Electrical Room |  | CP/T-C/10th FLR/NS/TOB-3
507 | Tap off Box-4(North side) | 200 A | AMP | Anant power |  |  | 2018 | Tower-C | 10th Floor | Electrical Room |  | CP/T-C/10th FLR/NS/TOB-4
508 | Tap off Box-1(South side) | 200 A | AMP | Anant power |  |  | 2018 | Tower-C | 10th Floor | Electrical Room |  | CP/T-C/10th FLR/SS/TOB-1
509 | Tap off Box-2(South side) | 200 A | AMP | Anant power |  |  | 2018 | Tower-C | 10th Floor | Electrical Room |  | CP/T-C/10th FLR/SS/TOB-2
510 | Tap off Box-3(South side) | 200 A | AMP | Anant power |  |  | 2018 | Tower-C | 10th Floor | Electrical Room |  | CP/T-C/10th FLR/SS/TOB-3
511 | Tap off Box-4(South side) | 200 A | AMP | Anant power |  |  | 2018 | Tower-C | 10th Floor | Electrical Room |  | CP/T-C/10th FLR/SS/TOB-4
512 | Tap off Box-1(North side) | 200 A | AMP | Anant power |  |  | 2018 | Tower-C | 11th Floor | Electrical Room |  | CP/T-C/11th FLR/NS/TOB-1
513 | Tap off Box-2(North side) | 200 A | AMP | Anant power |  |  | 2018 | Tower-C | 11th Floor | Electrical Room |  | CP/T-C/11th FLR/NS/TOB-2
514 | Tap off Box-3(North side) | 200 A | AMP | Anant power |  |  | 2018 | Tower-C | 11th Floor | Electrical Room |  | CP/T-C/11th FLR/NS/TOB-3
515 | Tap off Box-4(North side) | 200 A | AMP | Anant power |  |  | 2018 | Tower-C | 11th Floor | Electrical Room |  | CP/T-C/11th FLR/NS/TOB-4
516 | Tap off Box-1(South side) | 200 A | AMP | Anant power |  |  | 2018 | Tower-C | 11th Floor | Electrical Room |  | CP/T-C/11th FLR/SS/TOB-1
517 | Tap off Box-2(South side) | 200 A | AMP | Anant power |  |  | 2018 | Tower-C | 11th Floor | Electrical Room |  | CP/T-C/11th FLR/SS/TOB-2
518 | Tap off Box-3(South side) | 200 A | AMP | Anant power |  |  | 2018 | Tower-C | 11th Floor | Electrical Room |  | CP/T-C/11th FLR/SS/TOB-3
519 | Tap off Box-4(South side) | 200 A | AMP | Anant power |  |  | 2018 | Tower-C | 11th Floor | Electrical Room |  | CP/T-C/11th FLR/SS/TOB-4
520 | Tap off Box-1(North side) | 200 A | AMP | Anant power |  |  | 2018 | Tower-C | 12th Floor | Electrical Room |  | CP/T-C/12th FLR/NS/TOB-1
521 | Tap off Box-2(North side) | 200 A | AMP | Anant power |  |  | 2018 | Tower-C | 12th Floor | Electrical Room |  | CP/T-C/12th FLR/NS/TOB-2
522 | Tap off Box-3(North side) | 200 A | AMP | Anant power |  |  | 2018 | Tower-C | 12th Floor | Electrical Room |  | CP/T-C/12th FLR/NS/TOB-3
523 | Tap off Box-4(North side) | 200 A | AMP | Anant power |  |  | 2018 | Tower-C | 12th Floor | Electrical Room |  | CP/T-C/12th FLR/NS/TOB-4
524 | Tap off Box-1(South side) | 200 A | AMP | Anant power |  |  | 2018 | Tower-C | 12th Floor | Electrical Room |  | CP/T-C/12th FLR/SS/TOB-1
525 | Tap off Box-2(South side) | 200 A | AMP | Anant power |  |  | 2018 | Tower-C | 12th Floor | Electrical Room |  | CP/T-C/12th FLR/SS/TOB-2
526 | Tap off Box-3(South side) | 200 A | AMP | Anant power |  |  | 2018 | Tower-C | 12th Floor | Electrical Room |  | CP/T-C/12th FLR/SS/TOB-3
527 | Tap off Box-4(South side) | 200 A | AMP | Anant power |  |  | 2018 | Tower-C | 12th Floor | Electrical Room |  | CP/T-C/12th FLR/SS/TOB-4
528 | Rising main panel (End feed Unit) 1 | 1000A | AMP | Anant power |  | B4-01 | 2018 | Tower-A | 2nd floor N side | Electrical Room |  | CP/T-A/2ndFLR/NS/RMPNL-1
529 | Rising main panel (End feed Unit) 2 | 1000A | AMP | Anant power |  | 82-01 | 2018 | Tower-A | 2nd floor N side | Electrical Room |  | CP/T-A/2ndFLR/NS/RMPNL-2
530 | Rising main panel (End feed Unit) 1 | 1000A | AMP | Anant power |  | A3-01 | 2018 | Tower-A | 2nd floor S side | Electrical Room |  | CP/T-A/2ndFLR/SS/RMPNL-3
531 | Rising main panel (End feed Unit) 2 | 1000A | AMP | Anant power |  | A1-01 | 2018 | Tower-A | 2nd floor S side | Electrical Room |  | CP/T-A/2ndFLR/SS/RMPNL-4
532 | Rising main panel (End feed Unit) 1 | 1000A | AMP | Anant power |  | A7-01 | 2018 | Tower-A | 7th floor N side | Electrical Room |  | CP/T-A/7thFLR/NS/RMPNL-5
533 | Rising main panel (End feed Unit) 1 | 1000A | AMP | Anant power |  | A5-01 | 2018 | Tower-A | 7th floor N side | Electrical Room |  | CP/T-A/7thFLR/NS/RMPNL-6
534 | Rising main panel (End feed Unit) 2 | 1000A | AMP | Anant power |  | A8-01 | 2018 | Tower-A | 7th floor S side | Electrical Room |  | CP/T-A/7thFLR/SS/RMPNL-7
535 | Rising main panel (End feed Unit) 1 | 1000A | AMP | Anant power |  | A6-01 | 2018 | Tower-A | 7th floor S side | Electrical Room |  | CP/T-A/7thFLR/SS/RMPNL-8
536 | Rising main panel (End feed Unit) 1 | 1000A | AMP | Anant power |  | Element B8-01 | 2018 | Tower-B | 2nd floor N side | Electrical Room |  | CP/T-B/2ndFLR/NS/RMPNL-1
537 | Rising main panel (End feed Unit) 2 | 1000A | AMP | Anant power |  | Element B7-01 | 2018 | Tower-B | 2nd floor N side | Electrical Room |  | CP/T-B/2ndFLR/NS/RMPNL-2
538 | Rising main panel (End feed Unit) 3 | 1000A | AMP | Anant power |  | Element B1-01 | 2018 | Tower-B | 2nd floor S side | Electrical Room |  | CP/T-B/2ndFLR/SS/RMPNL-3
539 | Rising main panel (End feed Unit) 4 | 1000A | AMP | Anant power |  | Element B2-01 | 2018 | Tower-B | 2nd floor S side | Electrical Room |  | CP/T-B/2ndFLR/SS/RMPNL-4
540 | Rising main panel (End feed Unit) 5 | 1000A | AMP | Anant power |  | Element B10-01 | 2018 | Tower-B | 6th floor N side | Electrical Room |  | CP/T-B/6thFLR/NS/RMPNL-5
541 | Rising main panel (End feed Unit) 6 | 1000A | AMP | Anant power |  | Element B9-01 | 2018 | Tower-B | 6th floor N side | Electrical Room |  | CP/T-B/6thFLR/NS/RMPNL-6
542 | Rising main panel (End feed Unit) 7 | 1000A | AMP | Anant power |  | Element B3-01 | 2018 | Tower-B | 6th floor N side | Electrical Room |  | CP/T-B/6thFLR/NS/RMPNL-7
543 | Rising main panel (End feed Unit) 8 | 1000A | AMP | Anant power |  | Element B4-01 | 2018 | Tower-B | 6th floor N side | Electrical Room |  | CP/T-B/6thFLR/NS/RMPNL-8
544 | Rising main panel (End feed Unit) 9 | 630A | AMP | Anant power |  | Element B12-01 | 2018 | Tower-B | 10th floor N side | Electrical Room |  | CP/T-B/6thFLR/NS/RMPNL-9
545 | Rising main panel (End feed Unit) 10 | 630A | AMP | Anant power |  | Element B11-01 | 2018 | Tower-B | 10th floor N side | Electrical Room |  | CP/T-B/10thFLR/NS/RMPNL-10
546 | Rising main panel (End feed Unit) 11 | 630A | AMP | Anant power |  | Element B5-01 | 2018 | Tower-B | 10th floor S side | Electrical Room |  | CP/T-B/10thFLR/SS/RMPNL-11
547 | Rising main panel (End feed Unit) 12 | 630A | AMP | Anant power |  | Element B6-01 | 2018 | Tower-B | 10th floor S side | Electrical Room |  | CP/T-B/10thFLR/SS/RMPNL-12
548 | Rising main panel (End feed Unit) 1 | 1250A | AMP | Anant power |  | ELEMENT C6-01 | 2018 | Tower-C | 2nd floor N side | Electrical Room |  | CP/T-B/2NdFLR/NS/RMPNL-1
549 | Rising main panel (End feed Unit) 2 | 1250A | AMP | Anant power |  | ELEMENT C5-01 | 2018 | Tower-C | 2nd floor N side | Electrical Room |  | CP/T-B/2NdFLR/NS/RMPNL-2
550 | Rising main panel (End feed Unit) 1 | 1250A | AMP | Anant power |  | ELEMENT C1-01 | 2018 | Tower-C | 2nd floor S side | Electrical Room |  | CP/T-B/2NdFLR/SS/RMPNL-3
551 | Rising main panel (End feed Unit) 2 | 1250A | AMP | Anant power |  | ELEMENT C2-01 | 2018 | Tower-C | 2nd floor S side | Electrical Room |  | CP/T-B/2NdFLR/SS/RMPNL-4
552 | Rising main panel (End feed Unit) 1 | 1250A | AMP | Anant power |  | ELEMENT C8-01 | 2018 | Tower-C | 8th floor N side | Electrical Room |  | CP/T-B/8thFLR/NS/RMPNL-5
553 | Rising main panel (End feed Unit) 2 | 1250A | AMP | Anant power |  | ELEMENT C7-01 | 2018 | Tower-C | 8th floor N side | Electrical Room |  | CP/T-B/8thFLR/NS/RMPNL-6
554 | Rising main panel (End feed Unit) 1 | 1250A | AMP | Anant power |  | ELEMENT C3-01 | 2018 | Tower-C | 8th floor S side | Electrical Room |  | CP/T-B/8thFLR/SS/RMPNL-7
555 | Rising main panel (End feed Unit) 2 | 1250A | AMP | Anant power |  | ELEMENT C4-01 | 2018 | Tower-C | 8th floor S side | Electrical Room |  | CP/T-B/8thFLR/SS/RMPNL-8
556 | Office -1 Fresh Air Fan-1 | 36500CFM / 11KW | KW | Systemair | AXC MC(A) 1120-6/22-4 | 18036572 | 2018 | Tower-A | TERRACE | N/A |  | CP/T-A/Terrace/OFC1/FAF-1
557 | Office -1 Fresh Air Fan-2 | 36500CFM / 11KW | KW | Systemair | AXC MC(A) 1120-6/22-4 | 18036571 | 2018 | Tower-A | TERRACE | N/A |  | CP/T-A/Terrace/OFC1/FAF-2
558 | Office -1 Fresh Air Fan-3 | 36500CFM / 11KW | KW | Systemair | AXC MC(A) 1120-6/22-4 | 18036560 | 2018 | Tower-A | TERRACE | N/A |  | CP/T-A/Terrace/OFC1/FAF-3
559 | Office -2 Fresh Air Fan-1 | 30000CFM/11KW | KW | Systemair | AXC MC(A) 1120-6/17-4 | 18128147 | 2018 | Tower-A | TERRACE | N/A |  | CP/T-A/Terrace/OFC2/FAF-1
560 | Office -2 Fresh Air Fan-2 | 30000CFM/11KW | KW | Systemair | AXC MC(A) 1120-6/17-4 | 18128245 | 2018 | Tower-A | TERRACE | N/A |  | CP/T-A/Terrace/OFC2/FAF-2
561 | Office -2 Fresh Air Fan-3 | 30000CFM/11KW | KW | Systemair | AXC MC(A) 1120-6/17-4 | 18128248 | 2018 | Tower-A | TERRACE | N/A |  | CP/T-A/Terrace/OFC2/FAF-3
562 | Office -3 Fresh Air Fan-1 | 30000CFM/11KW | KW | Systemair | AXC MC(A) 1120-6/17-4 | 18128244 | 2018 | Tower-A | TERRACE | N/A |  | CP/T-A/Terrace/OFC3/FAF-1
563 | Office -3 Fresh Air Fan-2 | 30000CFM/11KW | KW | Systemair | AXC MC(A) 1120-6/17-4 | 18128249 | 2018 | Tower-A | TERRACE | N/A |  | CP/T-A/Terrace/OFC3/FAF-2
564 | Office -3 Fresh Air Fan-3 | 30000CFM/11KW | KW | Systemair | AXC MC(A) 1120-6/17-4 | 18128246 | 2018 | Tower-A | TERRACE | N/A |  | CP/T-A/Terrace/OFC3/FAF-3
565 | Office -4 Fresh Air Fan-1 | 36500CFM / 11KW | KW | Systemair | AXC MC(A) 1120-6/22-4 | 18036569 | 2018 | Tower-A | TERRACE | N/A |  | CP/T-A/Terrace/OFC4/FAF-1
566 | Office -4 Fresh Air Fan-2 | 36500CFM / 11KW | KW | Systemair | AXC MC(A) 1120-6/22-4 | 18036566 | 2018 | Tower-A | TERRACE | N/A |  | CP/T-A/Terrace/OFC4/FAF-2
567 | Office -4 Fresh Air Fan-3 | 36500CFM / 11KW | KW | Systemair | AXC MC(A) 1120-6/22-4 | 18036559 | 2018 | Tower-A | TERRACE | N/A |  | CP/T-A/Terrace/OFC4/FAF-3
568 | Office -1 Exhaust Air Fan-1 | 36500CFM / 11KW | KW | Systemair | AXC MC(A) 1120-6/22-4(B) | 18067003 | 2018 | Tower-A | TERRACE | N/A |  | CP/T-A/Terrace/OFC1/EXF-1
569 | Office -1 Exhaust Air Fan-2 | 36500CFM / 11KW | KW | Systemair | AXC MC(A) 1120-6/22-4(B) | 18067080 | 2018 | Tower-A | TERRACE | N/A |  | CP/T-A/Terrace/OFC1/EXF-2
570 | Office -1 Exhaust Air Fan-3 | 36500CFM / 11KW | KW | Systemair | AXC MC(A) 1120-6/22-4(B) | 18067002 | 2018 | Tower-A | TERRACE | N/A |  | CP/T-A/Terrace/OFC1/EXF-3
571 | Office -2 Exhaust Air Fan-1 | 30000CFM/11KW | KW | Systemair | AXC MC(A) 1120-6/17-4(B) | 18067006 | 2018 | Tower-A | TERRACE | N/A |  | CP/T-A/Terrace/OFC2/EXF-1
572 | Office -2 Exhaust Air Fan-2 | 30000CFM/11KW | KW | Systemair | AXC MC(A) 1120-6/17-4(B) | 18067064 | 2018 | Tower-A | TERRACE | N/A |  | CP/T-A/Terrace/OFC2/EXF-2
573 | Office -2 Exhaust Air Fan-3 | 30000CFM/11KW | KW | Systemair | AXC MC(A) 1120-6/17-4(B) | 18067065 | 2018 | Tower-A | TERRACE | N/A |  | CP/T-A/Terrace/OFC2/EXF-3
574 | Office -3 Exhaust Air Fan-1 | 30000CFM/11KW | KW | Systemair | AXC MC(A) 1120-6/17-4(B) |  | 2018 | Tower-A | TERRACE | N/A |  | CP/T-A/Terrace/OFC3/EXF-1
575 | Office -3 Exhaust Air Fan-2 | 30000CFM/11KW | KW | Systemair | AXC MC(A) 1120-6/17-4(B) |  | 2018 | Tower-A | TERRACE | N/A |  | CP/T-A/Terrace/OFC3/EXF-2
576 | Office -3 Exhaust Air Fan-3 | 30000CFM/11KW | KW | Systemair | AXC MC(A) 1120-6/17-4(B) | 18067067 | 2018 | Tower-A | TERRACE | N/A |  | CP/T-A/Terrace/OFC3/EXF-3
577 | Office -4 Exhaust Air Fan-1 | 36500CFM / 11KW | KW | Systemair | AXC MC(A) 1120-6/22-4(B) | 18067008 | 2018 | Tower-A | TERRACE | N/A |  | CP/T-A/Terrace/OFC4/EXF-1
578 | Office -4 Exhaust Air Fan-2 | 36500CFM / 11KW | KW | Systemair | AXC MC(A) 1120-6/22-4(B) | 18067084 | 2018 | Tower-A | TERRACE | N/A |  | CP/T-A/Terrace/OFC4/EXF-2
579 | Office -4 Exhaust Air Fan-3 | 36500CFM / 11KW | KW | Systemair | AXC MC(A) 1120-6/22-4(B) |  | 2018 | Tower-A | TERRACE | N/A |  | CP/T-A/Terrace/OFC4/EXF-3
580 | Service Lift Lobby Pressurization FAN-1 | 27000CFM / 7.5KW | KW | Systemair | AXC MC(A) 1120-6/15-4 |  | 2018 | Tower-A | TERRACE | N/A |  | CP/T-A/Terrace/SRLFT LBY PF-1
581 | Service Lift Lobby Pressurization FAN-2 | 27000CFM / 7.5KW | KW | Systemair | AXC MC(A) 1120-6/15-4 | 18067086 | 2018 | Tower-A | TERRACE | N/A |  | CP/T-A/Terrace/SRLFT LBY PF-2
582 | Main Lift Well Pressurization FAN-1 | 18000CFM / 4KW | KW | Systemair | AXC MC(A) 800-7/27-4 | 18036486 | 2018 | Tower-A | TERRACE | N/A |  | CP/T-A/Terrace/MLFT WPF-1
583 | Main Lift Well Pressurization FAN-2 | 18000CFM / 4KW | KW | Systemair | AXC MC(A) 800-7/27-4 | 18036485 | 2018 | Tower-A | TERRACE | N/A |  | CP/T-A/Terrace/MLFT WPF-2
584 | Main Lift Well Pressurization FAN-3 | 18000CFM / 4KW | KW | Systemair | AXC MC(A) 800-7/27-4 | 18036482 | 2018 | Tower-A | TERRACE | N/A |  | CP/T-A/Terrace/MLFT WPF-3
585 | Main Lift Well Pressurization FAN-4 | 18000CFM / 4KW | KW | Systemair | AXC MC(A) 800-7/27-4 | 18036478 | 2018 | Tower-A | TERRACE | N/A |  | CP/T-A/Terrace/MLFT WPF-4
586 | Main Lift Well Pressurization FAN-5 | 18000CFM / 4KW | KW | Systemair | AXC MC(A) 800-7/27-4 | 18036488 | 2018 | Tower-A | TERRACE | N/A |  | CP/T-A/Terrace/MLFT WPF-5
587 | Main Lift Well Pressurization FAN-6 | 18000CFM / 4KW | KW | Systemair | AXC MC(A) 800-7/27-4 |  | 2018 | Tower-A | TERRACE | N/A |  | CP/T-A/Terrace/MLFT WPF-6
588 | Main Lift Well Pressurization FAN-7 | 18000CFM / 4KW | KW | Systemair | AXC MC(A) 800-7/27-4 | 18036484 | 2018 | Tower-A | TERRACE | N/A |  | CP/T-A/Terrace/MLFT WPF-7
589 | Main Lift Well Pressurization FAN-8 | 18000CFM / 4KW | KW | Systemair | AXC MC(A) 800-7/27-4 | 18036496 | 2018 | Tower-A | TERRACE | N/A |  | CP/T-A/Terrace/MLFT WPF-8
590 | Service Lift Well Pressurization FAN-1 | 21500CFM / 5.5KW | KW | Systemair | AXC MC(A) 900-7/21-4 | 18067046 | 2018 | Tower-A | TERRACE | N/A |  | CP/T-A/Terrace/SRMLFT WPF-1
591 | Service Lift Well Pressurization FAN-2 | 21500CFM / 5.5KW | KW | Systemair | AXC MC(A) 900-7/21-4 | 18067045 | 2018 | Tower-A | TERRACE | N/A |  | CP/T-A/Terrace/SRMLFT WPF-2
592 | Main Staircase Pressurization FAN-1 | 17000CFM / 4KW | KW | Systemair | AXC MC(A) 800-7/27-4 | 18077232 | 2018 | Tower-A | TERRACE | N/A |  | CP/T-A/Terrace/MSTR PF-1
593 | Main Staircase Pressurization FAN-2 | 18000CFM / 4KW | KW | Systemair | AXC MC(A) 800-7/27-4 | 18036491 | 2018 | Tower-A | TERRACE | N/A |  | CP/T-A/Terrace/MSTR PF-2
594 | Main Lift Lobby Pressurization FAN-1 | 41000CFM / 15KW | KW | Systemair | AXC MC(A) 1120-6/24-4 | 18128250 | 2018 | Tower-A | TERRACE | N/A |  | CP/T-A/Terrace/MLFT LBY PF-1
595 | Main Lift Lobby Pressurization FAN-2 | 41000CFM / 15KW | KW | Systemair | AXC MC(A) 1120-6/24-4 | 18128251 | 2018 | Tower-A | TERRACE | N/A |  | CP/T-A/Terrace/MLFT LBY PF-2
596 | Fire Lift Lobby Pressurization FAN-1 | 21500CFM / 5.5KW | KW | Systemair | AXC MC(A) 900-7/21-4 | 18036585 | 2018 | Tower-A | TERRACE | N/A |  | CP/T-A/Terrace/FLFT LBY PF-1
597 | Fire Lift Lobby Pressurization FAN-2 | 21500CFM / 5.5KW | KW | Systemair | AXC MC(A) 900-7/21-4 | 18036587 | 2018 | Tower-A | TERRACE | N/A |  | CP/T-A/Terrace/FLFT LBY PF-2
598 | Fire Lift Well Pressurization FAN-1 | 21500CFM / 5.5KW | KW | Systemair | AXC MC(A) 900-7/21-4 | 18036583 | 2018 | Tower-A | TERRACE | N/A |  | CP/T-A/Terrace/FLFT WPF-1
599 | Fire Lift Well Pressurization FAN-1 | 21500CFM / 5.5KW | KW | Systemair | AXC MC(A) 900-7/21-4 | 18036584 | 2018 | Tower-A | TERRACE | N/A |  | CP/T-A/Terrace/FLFT WPF-2
600 | Atrium Smoke Exhaust Air FAN-1 | 25000CFM |  | Systemair |  |  | 2018 | Tower-A | B-1 | N/A |  | CP/T-A/B-1/ATR/SMK/EXF-1
601 | Atrium Smoke Exhaust Air FAN-1 | 15000CFM |  | Systemair |  |  | 2018 | Tower-A | B-1 | N/A |  | CP/T-A/B-1/ATR/SMK/EXF-1
602 | Normal Exhaust Air | 37500CFM/15KW | KW | Systemair | AXC(A)1250-6/22-4(B)MC | 18056896 | 2018 | Tower-A | ZONE-1,B-4 | FAN ROOM |  | CP/T-A/Terrace/NSMK/EXF-1
603 | Smoke Exhaust Air | 37500CFM/15KW | KW | Systemair | AXC(A)1250-6/22-4(B)MC | 18056890 | 2018 | Tower-A | ZONE-1,B-4 | FAN ROOM |  | CP/T-A/Z-1 /B4/SMK/EXF
604 | Normal Fresh Air | 37500CFM/15KW | KW | Systemair | AXC(A)1250-6/22-4 | 18056943 | 2018 | Tower-A | ZONE-1,B-4 | FAN ROOM |  | CP/T-A/Z-1/B4/NRML/FAF
605 | Fresh Air in case of fire | 37500CFM/15KW | KW | Systemair | AXC(A)1250-6/22-4MC | 18056935 | 2018 | T-A | ZONE-1,B-4 | FAN ROOM |  | CP/T-A/Z-1 /B4/FAF
606 | Normal Exhaust Air | 37500CFM/15KW | KW | Systemair | AXC(A)1250-6/22-4MC | 18056936 | 2018 | Tower-A | ZONE-2,B-4 | FAN ROOM |  | CP/T-A/Z-2/B4/NSMK/EXF
607 | Smoke Exhaust Air | 37500CFM/15KW | KW | Systemair | AXC(A)1250-6/22-4(B) | 18056891 | 2018 | Tower-A | ZONE-2,B-4 | FAN ROOM |  | CP/T-A/Z-2/B4/SMK/EXF
608 | Normal Fresh Air | 37500CFM/15KW | KW | Systemair | AXC(A)1250-6/22-4(B) | 18056893 | 2018 | Tower-A | ZONE-2,B-4 | FAN ROOM |  | CP/T-A/Z-2/B4/NRML/FAF
609 | Fresh Air in case of fire | 37500CFM/15KW | KW | Systemair | AXC(A)1250-6/22-4(B)MC | 18056894 | 2018 | Tower-A | ZONE-2,B-4 | FAN ROOM |  | CP/T-A/Z-2/B4/FAF
610 | Normal Exhaust Air | 37500CFM/15KW | KW | Systemair | AXC(A)1250-6/22-4(B) | 180777262 | 2018 | Tower-A | ZONE-6,B-4 | FAN ROOM |  | CP/T-A/Z-6/B4/NSMK/EXF
611 | Smoke Exhaust Air | 37500CFM/15KW | KW | Systemair | AXC(A)1250-6/22-4(B) | 18087338 | 2018 | Tower-A | ZONE-6,B-4 | FAN ROOM |  | CP/T-A/Z-6/B4/SMK/EXF
612 | Normal Fresh Air | 37500CFM/15KW | KW | Systemair | AXC(A)1250-6/22-4 | 18056940 | 2018 | Tower-A | ZONE-6,B-4 | FAN ROOM |  | CP/T-A/Z-6/B4/NSMK/EXF
613 | Fresh Air in case of fire | 37500CFM/15KW | KW | Systemair | AXC(A)1250-6/22-4 | 18056835 | 2018 | Tower-A | ZONE-6,B-4 | FAN ROOM |  | CP/T-A/Z-6/B4/FAF
614 | Normal Exhaust Air | 37500CFM/15KW | KW | Systemair | AXC(A)1250-6/22-4 | 18056941 | 2018 | Tower-A | ZONE-7,B-4 | FAN ROOM |  | CP/T-A/Z-7/B4/NSMK/EXF
615 | Smoke Exhaust Air | 37500CFM/15KW | KW | Systemair | AXC(A)1250-6/22-4 | 18056896 | 2018 | Tower-A | ZONE-7,B-4 | FAN ROOM |  | CP/T-A/Z-7/B4/SMK/EXF
616 | Normal Fresh Air | 37500CFM/15KW | KW | Systemair | AXC(A)1250-6/22-4(B) | 18087339 | 2018 | Tower-A | ZONE-7,B-4 | FAN ROOM |  | CP/T-A/Z-7/B4/NRML/FAF
617 | Fresh Air in case of fire | 37500CFM/15KW | KW | Systemair | AXC(A)1250-6/22-4(B) | 18077324 | 2018 | Tower-A | ZONE-7,B-4 | FAN ROOM |  | CP/T-A/Z-7/B4/FAF
618 | Normal Exhaust Air | 31000CFM/15KW | KW | Systemair | AXC(A)1250-6/23-4B | 18077204 | 2018 | Tower-A | ZONE-1,B-3 | FAN ROOM |  | CP/T-A/Z-1/B3/NSMK/EXF
619 | Smoke Exhaust Air | 31000CFM/15KW | KW | Systemair | AXC(A)1250-6/23-4B | 18087343 | 2018 | Tower-A | ZONE-1,B-3 | FAN ROOM |  | CP/T-A/Z-1/B3/SMK/EXF
620 | Normal Fresh Air | 31000CFM/15KW | KW | Systemair | AXC(A)1250-6/23-4 | 18046657 | 2018 | Tower-A | ZONE-1,B-3 | FAN ROOM |  | CP/T-A/Z-1/B3/NRML/FAF
621 | Fresh Air in case of fire | 31000CFM/15KW | KW | Systemair | AXC(A)1250-6/23-4 | 18046658 | 2018 | Tower-A | ZONE-1,B-3 | FAN ROOM |  | CP/T-A/Z-1/B3/FAF
622 | Normal Exhaust Air | 31000CFM/15KW | KW | Systemair | AXC(A)1250-6/22-4 | 18036594 | 2018 | Tower-A | ZONE-2,B-3 | FAN ROOM |  | CP/T-A/Z-2/B3/NSMK/EXF
623 | Smoke Exhaust Air | 31000CFM/15KW | KW | Systemair | AXC(A)1250-6/22-4 | 18036631 | 2018 | Tower-A | ZONE-2,B-3 | FAN ROOM |  | CP/T-A/Z-2/B3/SMK/EXF
624 | Normal Fresh Air | 31000CFM/15KW | KW | Systemair | AXC(A)1250-6/22-4(B) | 18077177 | 2018 | Tower-A | ZONE-2,B-3 | FAN ROOM |  | CP/T-A/Z-2/B3/NRML/FAF
625 | Fresh Air in case of fire | 31000CFM/15KW | KW | Systemair | AXC(A)1250-6/22-4(B) | 18077185 | 2018 | Tower-A | ZONE-2,B-3 | FAN ROOM |  | CP/T-A/Z-2/B3/FAF/F
626 | Normal Exhaust Air | 37500CFM/15KW | KW | Systemair | AXC(A)1250-6/22-4(B)MC | 18077181 | 2018 | Tower-A | ZONE-6,B-3 | FAN ROOM |  | CP/T-A/Z-6/B3/NSMK/EXF
627 | Smoke Exhaust Air | 37500CFM/15KW | KW | Systemair | AXC(A)1250-6/22-4(B)MC | 18077204 | 2018 | Tower-A | ZONE-6,B-3 | FAN ROOM |  | CP/T-A/Z-6/B3/SMK/EXF
628 | Normal Fresh Air | 37500CFM/15KW | KW | Systemair | AXC(A)1250-6/22-4MC | 18036634 | 2018 | Tower-A | ZONE-6,B-3 | FAN ROOM |  | CP/T-A/Z-6/B3/NRML/FAF
629 | Fresh Air in case of fire | 37500CFM/15KW | KW | Systemair | AXC(A)1250-6/22-4MC | 18036626 | 2018 | Tower-A | ZONE-6,B-3 | FAN ROOM |  | CP/T-A/Z-6/B3/FAF/F
630 | Normal Exhaust Air | 37500CFM/15KW | KW | Systemair | AXC(A)1250-6/22-4MC | 18036635 | 2018 | Tower-A | ZONE-7,B-3 | FAN ROOM |  | CP/T-A/Z-7/B3/NSMK/EXF
631 | Smoke Exhaust Air | 37500CFM/15KW | KW | Systemair | AXC(A)1250-6/22-4MC | 18036628 | 2018 | Tower-A | ZONE-7,B-3 | FAN ROOM |  | CP/T-A/Z-7/B3/SMK/EXF
632 | Normal Fresh Air | 37500CFM/15KW | KW | Systemair | AXC(A)1250-6/22-4(B)MC | 18077208 | 2018 | Tower-A | ZONE-7,B-3 | FAN ROOM |  | CP/T-A/Z-7/B3/NRML/FAF
633 | Fresh Air in case of fire | 37500CFM/15KW | KW | Systemair | AXC(A)1250-6/22-4(B)MC | 18077182 | 2018 | Tower-A | ZONE-7,B-3 | FAN ROOM |  | CP/T-A/Z-7/B3/FAF/F
634 | Normal Exhaust Air | 31000CFM/15KW | KW | Systemair | AXC(A)1250-6/23-4(B)MC | 18087414 | 2018 | Tower-A | ZONE-1,B-2 | FAN ROOM |  | CP/T-A/Z-1/B2/NSMK/EXF
635 | Smoke Exhaust Air | 31000CFM/15KW | KW | Systemair | AXC(A)1250-6/23-4(B)MC | 18087415 | 2018 | Tower-A | ZONE-1,B-2 | FAN ROOM |  | CP/T-A/Z-1/B2/SMK/EXF
636 | Normal Fresh Air | 31000CFM/15KW | KW | Systemair | AXC(A)1250-6/23-4MC | 18046661 | 2018 | Tower-A | ZONE-1,B-2 | FAN ROOM |  | CP/T-A/Z-1/B2/NRML/FAF
637 | Fresh Air in case of fire | 31000CFM/15KW | KW | Systemair | AXC(A)1250-6/23-4MC | 18046662 | 2018 | Tower-A | ZONE-1,B-2 | FAN ROOM |  | CP/T-A/Z-1/B2/FAF/F
638 | Normal Exhaust Air | 37000CFM/15KW | KW | Systemair | AXC(A)1250-6/22-4MC | 18036638 | 2018 | Tower-A | ZONE-2,B-2 | FAN ROOM |  | CP/T-A/Z-2/B2/NSMK/EXF
639 | Smoke Exhaust Air | 37000CFM/15KW | KW | Systemair | AXC(A)1250-6/22-4MC | 18030646 | 2018 | Tower-A | ZONE-2,B-2 | FAN ROOM |  | CP/T-A/Z-2/B2/SMK/EXF
640 | Normal Fresh Air | 37000CFM/15KW | KW | Systemair | AXC(A)1250-6/22-4(B)MC | 18077219 | 2018 | Tower-A | ZONE-2,B-2 | FAN ROOM |  | CP/T-A/Z-2/B2/NRML/FAF
641 | Fresh Air in case of fire | 37000CFM/15KW | KW | Systemair | AXC(A)1250-6/22-4(B)MC | 18077221 | 2018 | Tower-A | ZONE-2,B-2 | FAN ROOM |  | CP/T-A/Z-2/B2/FAF/F
642 | Normal Exhaust Air | 37000CFM/15KW | KW | Systemair | AXC(A)1250-6/22-4(B)MC | 18077223 | 2018 | Tower-A | ZONE-6,B-2 | FAN ROOM |  | CP/T-A/Z-6/B2/NSMK/EXF
643 | Smoke Exhaust Air | 37000CFM/15KW | KW | Systemair | AXC(A)1250-6/22-4(B)MC | 18077215 | 2018 | Tower-A | ZONE-6,B-2 | FAN ROOM |  | CP/T-A/Z-6/B2/SMK/EXF
644 | Normal Fresh Air | 37000CFM/15KW | KW | Systemair |  |  | 2018 | Tower-A | ZONE-6,B-2 | FAN ROOM |  | CP/T-A/Z-6/B2/NRML/FAF
645 | Fresh Air in case of fire | 37000CFM/15KW | KW | Systemair |  |  | 2018 | Tower-A | ZONE-6,B-2 | FAN ROOM |  | CP/T-A/Z-6/B2/FAF/F
646 | Normal Exhaust Air | 37000CFM/15KW | KW | Systemair | AXC(A)1250-6/22-4(B)MC | 18077216 | 2018 | Tower-A | ZONE-7,B-2 | FAN ROOM |  | CP/T-A/Z-7/B2/NSMK/EXF
647 | Smoke Exhaust Air | 37000CFM/15KW | KW | Systemair | AXC(A)1250-6/22-4(B)MC | 18077224 | 2018 | Tower-A | ZONE-7,B-2 | FAN ROOM |  | CP/T-A/Z-7/B2/SMK/EXF
648 | Normal Fresh Air | 37000CFM/15KW | KW | Systemair | AXC(A)1250-6/22-4MC | 18036651 | 2018 | Tower-A | ZONE-7,B-2 | FAN ROOM |  | CP/T-A/Z-7/B2/NRML/FAF
649 | Fresh Air in case of fire | 37000CFM/15KW | KW | Systemair | AXC(A)1250-6/22-4MC | 18036643 | 2018 | Tower-A | ZONE-7,B-2 | FAN ROOM |  | CP/T-A/Z-7/B2/FAF/F
650 | Normal Exhaust Air | 21500CFM / 7.5KW | KW | Systemair | AXCMC(A)1000-6/22-4B | 18067026 | 2018 | Tower-A | ZONE-1,B-1 | FAN ROOM |  | CP/T-A/Z-1/B1/NSMK/EXF
651 | Normal Exhaust Air | 21500CFM / 7.5KW | KW | Systemair | AXCMC(A)1000-6/22-4B | 18067027 | 2018 | Tower-A | ZONE-1,B-1 | FAN ROOM |  | CP/T-A/Z-1/B1/NSMK/EXF
652 | Smoke Exhaust Air | 43000CFM / 18.5KW | KW | Systemair | AXCMC(A)1250-6/24-4B | 18087456 | 2018 | Tower-A | ZONE-1,B-1 | FAN ROOM |  | CP/T-A/Z-1/B1/SMK/EXF
653 | Normal Fresh Air | 21500CFM / 7.5KW | KW | Systemair | AXCMC(A)1000-6/22-4 | 18067028 | 2018 | Tower-A | ZONE-1,B-1 | FAN ROOM |  | CP/T-A/Z-1/B1/NRML/FAF
654 | Normal Fresh Air | 21500CFM / 7.5KW | KW | Systemair | AXCMC(A)1000-6/22-4 | 18067029 | 2018 | Tower-A | ZONE-1,B-1 | FAN ROOM |  | CP/T-A/Z-1/B1/NRML/FAF
655 | Fresh Air in case of fire | 43000CFM / 18.5KW | KW | Systemair | AXCMC(A)1250-6/22-4 | 18067085 | 2018 | Tower-A | ZONE-1,B-1 | FAN ROOM |  | CP/T-A/Z-1/B1/FAF/F
656 | Normal Exhaust Air | 26000CFM / 11KW | KW | Systemair | AXCMC(A)1120-6/20-4 | 18056947 | 2018 | Tower-A | ZONE-2,B-1 | FAN ROOM |  | CP/T-A/Z-2/B1/NSMK/EXF
657 | Normal Exhaust Air | 26000CFM / 11KW | KW | Systemair | AXCMC(A)1120-6/20-4 | 18056946 | 2018 | Tower-A | ZONE-2,B-1 | FAN ROOM |  | CP/T-A/Z-2/B1/NSMK/EXF
658 | Smoke Exhaust Air | 52000CFM / 22KW | KW | Systemair | AXCMC(A)1600-12/11-6 | 18077251 | 2018 | Tower-A | ZONE-2,B-1 | FAN ROOM |  | CP/T-A/Z-2/B1/SMK/EXF
659 | Normal Fresh Air | 26000CFM / 11KW | KW | Systemair | AXCMC(A)1120-6/20-4B | 18066982 | 2018 | Tower-A | ZONE-2,B-1 | FAN ROOM |  | CP/T-A/Z-2/B1/NRML/FAF
660 | Normal Fresh Air | 26000CFM / 11KW | KW | Systemair | AXCMC(A)1120-6/20-4B | 18066981 | 2018 | Tower-A | ZONE-2,B-1 | FAN ROOM |  | CP/T-A/Z-2/B1/NRML/FAF
661 | Fresh Air in case of fire | 52000CFM/22KW | KW | Systemair |  |  | 2018 | Tower-A | ZONE-2,B-1 | FAN ROOM |  | CP/T-A/Z-2/B1/FAF/F
662 | Normal Exhaust Air | 26000CFM / 11KW | KW | Systemair | AXCMC(A)1120-6/20-4 | 18067018 | 2018 | Tower-A | ZONE-6,B-1 | FAN ROOM |  | CP/T-A/Z-6/B1/NSMK/EXF
663 | Normal Exhaust Air | 26000CFM / 11KW | KW | Systemair | AXCMC(A)1120-6/20-4 | 18067017 | 2018 | Tower-A | ZONE-6,B-1 | FAN ROOM |  | CP/T-A/Z-6/B1/NSMK/EXF
664 | Smoke Exhaust Air | 52000CFM / 22KW | KW | Systemair | AXCMC(A)1600-12/11-6 | 18077255 | 2018 | Tower-A | ZONE-6,B-1 | FAN ROOM |  | CP/T-A/Z-6/B1/SMK/EXF
665 | Normal Fresh Air | 26000CFM / 11KW | KW | Systemair | AXCMC(A)1120-6/20-4B | 18066992 | 2018 | Tower-A | ZONE-6,B-1 | FAN ROOM |  | CP/T-A/Z-6/B1/NRML/FAF
666 | Normal Fresh Air | 26000CFM / 11KW | KW |  | AXCMC(A)1120-6/20-4B | 18066991 | 2018 | Tower-A | ZONE-6,B-1 | FAN ROOM |  | CP/T-A/Z-6/B1/NRML/FAF
667 | Fresh Air in case of fire | 53000CFM /22KW | KW | Systemair | AXCMC(A)1600-12/11-6B | 18087388 | 2018 | Tower-A | ZONE-6,B-1 | FAN ROOM |  | CP/T-A/Z-6/B1/FAF/F
668 | Normal Exhaust Air | 26000CFM / 11KW | KW | Systemair | AXCMC(A)1120-6/20-4B | 18066984 | 2018 | Tower-A | ZONE-7,B-1 | FAN ROOM |  | CP/T-A/Z-7/B1/NSMK/EXF
669 | Normal Exhaust Air | 26000CFM / 11KW | KW | Systemair | AXCMC(A)1120-6/20-4B | 18066983 | 2018 | Tower-A | ZONE-7,B-1 | FAN ROOM |  | CP/T-A/Z-7/B1/NSMK/EXF
670 | Smoke Exhaust Air | 52000CFM / 22KW | KW | Systemair | AXCMC(A)1600-12/11-6B | 18087385 | 2018 | Tower-A | ZONE-7,B-1 | FAN ROOM |  | CP/T-A/Z-7/B1/SMK/EXF
671 | Normal Fresh Air | 26000CFM / 11KW | KW | Systemair | AXCMC(A)1120-6/20-4B | 18056949 | 2018 | Tower-A | ZONE-7,B-1 | FAN ROOM |  | CP/T-A/Z-7/B1/NRML/FAF
672 | Normal Fresh Air | 26000CFM / 11KW | KW | Systemair | AXCMC(A)1120-6/20-4B | 18056948 | 2018 | Tower-A | ZONE-7,B-1 | FAN ROOM |  | CP/T-A/Z-7/B1/NRML/FAF
673 | Normal Exhaust Air | 52000CFM /22KW | KW | Systemair | AXCMC(A)1600-12/11-6B | 18077252 | 2018 | Tower-A | ZONE-7,B-1 | FAN ROOM |  | CP/T-A/Z-7/B1/FAF/F
674 | HVAC Plant Exhaust Air Fan-1 | 40500CFM | CFM | Systemair |  |  | 2018 | Tower-A | B-4 | HVAC PLANT ROOM |  | CP/T-A/B4/HVACPLT/EXF-1
675 | HVAC Plant Exhaust Air Fan-2 | 40500CFM | CFM | Systemair |  |  | 2018 | Tower-A | B-4 | HVAC PLANT ROOM |  | CP/T-A/B4/HVACPLT/EXF-2
676 | HVAC Plant Fresh Air-1 | 40500CFM | CFM | Systemair |  |  | 2018 | Tower-A | B-4 | HVAC PLANT ROOM |  | CP/T-A/B4/HVACPLT/FAF-1
677 | HVAC Plant Fresh Air-2 | 40500CFM | CFM | Systemair |  |  | 2018 | Tower-A | B-4 | HVAC PLANT ROOM |  | CP/T-A/B4/HVACPLT/FAF-2
678 | DG Room Exhaust Air Fan-1 | 59000CFM | CFM | Systemair | AXCMC(A)1250-6/28-4 | 18067091 | 2018 | Tower-A | B-4 | DG ROOM |  | CP/T-A/B4/DG/EXF-1
679 | DG Room Exhaust Air Fan-2 | 59000CFM | CFM | Systemair | AXCMC(A)1250-6/28-4 | 18067097 | 2018 | Tower-A | B-4 | DG ROOM |  | CP/T-A/B4/DG/EXF-2
680 | DG Room Exhaust Air Fan-3 | 59000CFM | CFM | Systemair | AXCMC(A)1250-6/28-4 | 18067088 | 2018 | Tower-A | B-4 | DG ROOM |  | CP/T-A/B4/DG/EXF-3
681 | DG Room Exhaust Air Fan-4 | 59000CFM | CFM | Systemair | AXCMC(A)1250-6/28-4 | 18067096 | 2018 | Tower-A | B-4 | DG ROOM |  | CP/T-A/B4/DG/EXF-4
682 | DG Room Exhaust Air Fan-5 | 59000CFM | CFM | Systemair | AXCMC(A)1250-6/28-4 | 18067094 | 2018 | Tower-A | B-4 | DG ROOM |  | CP/T-A/B4/DG/EXF-5
683 | DG Room Exhaust Air Fan-6 | 59000CFM | CFM | Systemair | AXCMC(A)1250-6/28-4 | 18067095 | 2018 | Tower-A | B-4 | DG ROOM |  | CP/T-A/B4/DG/EXF-6
684 | DG Room Exhaust Air Fan-7 | 59000CFM | CFM | Systemair | AXCMC(A)1250-6/28-4 | 18067090 | 2018 | Tower-A | B-4 | DG ROOM |  | CP/T-A/B4/DG/EXF-7
685 | DG Room Exhaust Air Fan-8 | 59000CFM | CFM | Systemair | AXCMC(A)1250-6/28-4 | 18067092 | 2018 | Tower-A | B-4 | DG ROOM |  | CP/T-A/B4/DG/EXF-8
686 | DG Room Exhaust Air Fan-9 | 59000CFM | CFM | Systemair | AXCMC(A)1250-6/28-4 | 18067098 | 2018 | Tower-A | B-4 | DG ROOM |  | CP/T-A/B4/DG/EXF-9
687 | DG Room Exhaust Air Fan-10 | 59000CFM | CFM | Systemair | AXCMC(A)1250-6/28-4 | 18067089 | 2018 | Tower-A | B-4 | DG ROOM |  | CP/T-A/B4/DG/EXF-10
688 | DG Room Exhaust Air Fan-11 | 59000CFM | CFM | Systemair | AXCMC(A)1250-6/28-4 | 18067093 | 2018 | Tower-A | B-4 | DG ROOM |  | CP/T-A/B4/DG/EXF-11
689 | Changeover Panel Room Exhaust Air | 28500CFM | CFM | Systemair |  |  | 2018 | Tower-A | B-2 | CHANGE OVER ROOM |  | CP/T-A/B2/CHR/EXF
690 | Changeover Panel Room Fresh Air | 28500CFM | CFM | Systemair |  |  | 2018 | Tower-A | B-2 | CHANGE OVER ROOM |  | CP/T-A/B2/CHR/FAF
691 | Garbage room Exhaust Air | 24500CFM | CFM | Systemair |  |  | 2018 | Tower-A | B-2 | GARBAGE ROOM |  | CP/T-A/B2/GRB/EXF
692 | Garbage room Fresh Air | 24500CFM | CFM | Systemair |  |  | 2018 | Tower-A | B-2 | GARBAGE ROOM |  | CP/T-A/B2/GRB/FAF
693 | Rain Water Tank Exhaust Air Fan | 5500CFM | CFM | Systemair |  |  | 2018 | Tower-A | B-2 | RAIN WATER TANK ROOM |  | CP/T-A/B2/RWT/EXF
694 | Rain Water Tank Room Exhaust Air | 5500CFM | CFM | Systemair |  |  | 2018 | Tower-A | B-2 | RAIN WATER TANK ROOM |  | CP/T-A/B2/RWT/EXF
695 | Fire Escape Staircase Pressurization | 14000CFM | CFM | Systemair |  |  | 2018 | Tower-A | STAIRCASE | N/A |  | CP/T-A/ST/FES/PR
696 | LT Panel Room Exhaust Air | 11000CFM | CFM | Systemair |  |  | 2018 | Tower-A | B-1 | LT ROOM |  | CP/T-A/B1/LTPNL/EXF
697 | LT Panel RoomFresh Air | 11000CFM | CFM | Systemair |  |  | 2018 | Tower-A | B-1 | LT ROOM |  | CP/T-A/B1/LTPNL/FAF
698 | Transformer & RMU Room Exhaust Air | 7500CFM | CFM | Systemair |  |  | 2018 | Tower-A | B-1 | TRANSFORMER ROOM |  | CP/T-A/B1/TRF&RMU/EXF
699 | Transformer & RMU Room Fresh Air | 7500CFM | CFM | Systemair |  |  | 2018 | Tower-A | B-1 | TRANSFORMER ROOM |  | CP/T-A/B1/TRF&RMU/FAF
700 | Fire Escape Staircase Pressurization | 14000CFM | CFM | Systemair |  |  | 2018 | Tower-A | TERRACE | N/A |  | CP/T-A/TERRACE/ST/FEST/PR
701 | Periphery Staircase Pressurization Fan-1 | 29500CFM | CFM | Systemair |  |  | 2018 | Tower-A | TERRACE | N/A |  | CP/T-A/TERRACE/PSTPF-1
702 | Periphery Staircase Pressurization Fan-2 | 29500CFM | CFM | Systemair |  |  | 2018 | Tower-A | TERRACE | N/A |  | CP/T-A/TERRACE/PSTPF-2
703 | Periphery Staircase Pressurization Fan-3 | 29500CFM | CFM | Systemair |  |  | 2018 | Tower-A | TERRACE | N/A |  | CP/T-A/TERRACE/PSTPF-3
704 | Shuttle Lift Lobby Pressurization Fan-1 | 28500CFM | CFM | Systemair |  |  | 2018 | Tower-A | B-1 | N/A |  | CP/T-A/B1/SLLPF-1
705 | Shuttle Lift Well Pressurization Fan-1 | 11200CFM | CFM | Systemair |  |  | 2018 | Tower-A | B-1 | N/A |  | CP/T-A/B1/SLWPF-1
706 | Shuttle Lift Well Pressurization Fan-2 | 11200CFM | CFM | Systemair |  |  | 2018 | Tower-A | B-1 | N/A |  | CP/T-A/B1/SLWPF-2
707 | Shuttle Lift Well Pressurization Fan-3 | 11200CFM | CFM | Systemair |  |  | 2018 | Tower-A | B-1 | N/A |  | CP/T-A/B1/SLWPF-3
708 | Shuttle Lift Well Pressurization Fan-4 | 11200CFM | CFM | Systemair |  |  | 2018 | Tower-A | B-1 | N/A |  | CP/T-A/B1/SLWPF-4
709 | Shuttle Lift Well Pressurization Fan-5 | 11200CFM | CFM | Systemair |  |  | 2018 | Tower-A | B-1 | N/A |  | CP/T-A/B1/SLWPF-5
710 | Shuttle Lift Well Pressurization Fan-6 | 11200CFM | CFM | Systemair |  |  | 2018 | Tower-A | B-1 | N/A |  | CP/T-A/B1/SLWPF-6
711 | Fire Lobby Pressurization | 3300CFM | CFM | Systemair |  |  | 2018 | Tower-A | B-1 | N/A |  | CP/T-A/B1/FLPF
712 | Office -5 Fresh Air FAN-1 | 36500CFM / 11KW | KW | Systemair | AXC MC(A) 1120-6/17-4 | 18036552 | 2018 | Tower - B | TERRACE | N/A |  | CP/T-B/TERRACE/OFFI-5/FAF-1
713 | Office -5 Fresh Air FAN-2 | 36500CFM / 11KW | KW | Systemair | AXC MC(A) 1120-6/22-4 | 18036574 | 2018 | Tower - B | TERRACE | N/A |  | CP/T-B/TERRACE/OFFI-5/FAF-2
714 | Office -5 Fresh Air FAN-3 | 36500CFM / 11KW | KW | Systemair | AXC MC(A) 1120-6/22-4 | 18036570 | 2018 | Tower - B | TERRACE | N/A |  | CP/T-B/TERRACE/OFFI-5/FAF-3
715 | Office -6 Fresh Air FAN-1 | 36500CFM / 11KW | KW | Systemair |  |  | 2018 | Tower - B | TERRACE | N/A |  | CP/T-B/TERRACE/OFFI-6/FAF-1
716 | Office -6 Fresh Air FAN-2 | 36500CFM / 11KW | KW | Systemair | AXC MC(A) 1120-6/22-4 | 18036573 | 2018 | Tower - B | TERRACE | N/A |  | CP/T-B/TERRACE/OFFI-6/FAF-2
717 | Office -6 Fresh Air FAN-3 | 36500CFM / 11KW | KW | Systemair | AXC MC(A) 1120-6/22-4 | 18036564 | 2018 | Tower - B | TERRACE | N/A |  | CP/T-B/TERRACE/OFFI-6/FAF-3
718 | Office -7 Fresh Air FAN-1 | 36500CFM / 11KW | KW | Systemair | AXC MC(A) 1120-6/22-4 | 18036562 | 2018 | Tower - B | TERRACE | N/A |  | CP/T-B/TERRACE/OFFI-7/FAF-1
719 | Office -7 Fresh Air FAN-2 | 36500CFM / 11KW | KW | Systemair | AXC MC(A) 1120-6/22-4 | 18036563 | 2018 | Tower - B | TERRACE | N/A |  | CP/T-B/TERRACE/OFFI-7/FAF-2
720 | Office -7 Fresh Air FAN-3 | 36500CFM / 11KW | KW | Systemair | AXC MC(A) 1120-6/22-4 | 18036561 | 2018 | Tower - B | TERRACE | N/A |  | CP/T-B/TERRACE/OFFI-7/FAF-3
721 | Office -8 Fresh Air FAN-1 | 36500CFM / 11KW | KW | Systemair | AXC MC(A) 1120-6/22-4 | 18036558 | 2018 | Tower - B | TERRACE | N/A |  | CP/T-B/TERRACE/OFFI-8/FAF-1
722 | Office -8 Fresh Air FAN-2 | 36500CFM / 11KW | KW | Systemair | AXC MC(A) 1120-6/22-4 | 18036565 | 2018 | Tower - B | TERRACE | N/A |  | CP/T-B/TERRACE/OFFI-8/FAF-2
723 | Office -8 Fresh Air FAN-3 | 36500CFM / 11KW | KW | Systemair | AXC MC(A) 1120-6/22-4 | 18036557 | 2018 | Tower - B | TERRACE | N/A |  | CP/T-B/TERRACE/OFFI-8/FAF-3
724 | Office -5 Exhaust Air FAN-1 | 36500CFM / 11KW | KW | Systemair | AXC MC(A) 1120-6/22-4(B) | 18067007 | 2018 | Tower - B | TERRACE | N/A |  | CP/T-B/TERRACE/OFFI-5/EXF-1
725 | Office -5 Exhaust Air FAN-2 | 36500CFM / 11KW | KW | Systemair | AXC MC(A) 1120-6/22-4(B) | 18067082 | 2018 | Tower - B | TERRACE | N/A |  | CP/T-B/TERRACE/OFFI-5/EXF-2
726 | Office -5 Exhaust Air FAN-3 | 36500CFM / 11KW | KW | Systemair | AXC MC(A) 1120-6/22-4(B) | 18067079 | 2018 | Tower - B | TERRACE | N/A |  | CP/T-B/TERRACE/OFFI-5/EXF-3
727 | Office -6 Exhaust Air FAN-1 | 36500CFM / 11KW | KW | Systemair | AXC MC(A) 1120-6/22-4(B) | 18066999 | 2018 | Tower - B | TERRACE | N/A |  | CP/T-B/TERRACE/OFFI-6/EXF-1
728 | Office -6 Exhaust Air FAN-2 | 36500CFM / 11KW | KW | Systemair | AXC MC(A) 1120-6/22-4(B) |  | 2018 | Tower - B | TERRACE | N/A |  | CP/T-B/TERRACE/OFFI-6/EXF-2
729 | Office -6 Exhaust Air FAN-3 | 36500CFM / 11KW | KW | Systemair | AXC MC(A) 1120-6/22-4(B) |  | 2018 | Tower - B | TERRACE | N/A |  | CP/T-B/TERRACE/OFFI-6/EXF-3
730 | Office -7 Exhaust Air FAN-1 | 36500CFM / 11KW | KW | Systemair | AXC MC(A) 1120-6/22-4(B) | 18067005 | 2018 | Tower - B | TERRACE | N/A |  | CP/T-B/TERRACE/OFFI-7/EXF-1
731 | Office -7 Exhaust Air FAN-2 | 36500CFM / 11KW | KW | Systemair | AXC MC(A) 1120-6/22-4(B) | 18067073 | 2018 | Tower - B | TERRACE | N/A |  | CP/T-B/TERRACE/OFFI-7/EXF-2
732 | Office -7 Exhaust Air FAN-3 | 36500CFM / 11KW | KW | Systemair | AXC MC(A) 1120-6/22-4(B) | 18067004 | 2018 | Tower - B | TERRACE | N/A |  | CP/T-B/TERRACE/OFFI-7/EXF-3
733 | Office -8 Exhaust Air FAN-1 | 36500CFM / 11KW | KW | Systemair | AXC MC(A) 1120-6/22-4(B) | 18067071 | 2018 | Tower - B | TERRACE | N/A |  | CP/T-B/TERRACE/OFFI-8/EXF-1
734 | Office -8 Exhaust Air FAN-2 | 36500CFM / 11KW | KW | Systemair | AXC MC(A) 1120-6/22-4(B) | 18067001 | 2018 | Tower - B | TERRACE | N/A |  | CP/T-B/TERRACE/OFFI-8/EXF-2
735 | Office -8 Exhaust Air FAN-3 | 36500CFM / 11KW | KW | Systemair | AXC MC(A) 1120-6/22-4(B) | 18067072 | 2018 | Tower - B | TERRACE | N/A |  | CP/T-B/TERRACE/OFFI-8/EXF-3
736 | Atrium Smoke Exhaust Air FAN-1 | 25000CFM | CFM | Systemair |  |  | 2018 | Tower - B | TERRACE | N/A |  | CP/T-B/TERRACE/ATTSMK/EXF-1
737 | Atrium Smoke Exhaust Air FAN-1 | 15000CFM | CFM | Systemair |  |  | 2018 | Tower - B | TERRACE | N/A |  | CP/T-B/TERRACE/ATTSMK/EXF-2
738 | Main Lift Well Pressurization FAN-1 | 18000CFM / 4KW | KW | Systemair | AXC MC(A) 800-7/27-4 | 18036604 | 2018 | Tower - B | TERRACE | N/A |  | CP/T-B/TERRACE/MLWPF-1
739 | Main Lift Well Pressurization FAN-2 | 18000CFM / 4KW | KW | Systemair | AXC MC(A) 800-7/27-4 | 18036620 | 2018 | Tower - B | TERRACE | N/A |  | CP/T-B/TERRACE/MLWPF-2
740 | Main Lift Well Pressurization FAN-3 | 18000CFM / 4KW | KW | Systemair | AXC MC(A) 800-7/27-4 | 18036605 | 2018 | Tower - B | TERRACE | N/A |  | CP/T-B/TERRACE/MLWPF-3
741 | Main Lift Well Pressurization FAN-4 | 18000CFM / 4KW | KW | Systemair | AXC MC(A) 800-7/27-4 | 18036622 | 2018 | Tower - B | TERRACE | N/A |  | CP/T-B/TERRACE/MLWPF-4
742 | Main Lift Well Pressurization FAN-5 | 18000CFM / 4KW | KW | Systemair | AXC MC(A) 800-7/27-4 | 18036614 | 2018 | Tower - B | TERRACE | N/A |  | CP/T-B/TERRACE/MLWPF-5
743 | Main Lift Well Pressurization FAN-6 | 18000CFM / 4KW | KW | Systemair | AXC MC(A) 800-7/27-4 | 18036613 | 2018 | Tower - B | TERRACE | N/A |  | CP/T-B/TERRACE/MLWPF-6
744 | Main Lift Well Pressurization FAN-7 | 18000CFM / 4KW | KW | Systemair | AXC MC(A) 800-7/27-4 | 18036607 | 2018 | Tower - B | TERRACE | N/A |  | CP/T-B/TERRACE/MLWPF-7
745 | Main Lift Well Pressurization FAN-8 | 18000CFM / 4KW | KW | Systemair | AXC MC(A) 800-7/27-4 | 18036608 | 2018 | Tower - B | TERRACE | N/A |  | CP/T-B/TERRACE/MLWPF-8
746 | Service Lift Well Pressurization FAN-1 | 21500CFM / 5.5KW | KW | Systemair | AXC MC(A) 900-7/21-4 | 18036580 | 2018 | Tower - B | TERRACE | N/A |  | CP/T-B/TERRACE/SLWPF-1
747 | Service Lift Well Pressurization FAN-2 | 21500CFM / 5.5KW | KW | Systemair | AXC MC(A) 900-7/21-4 | 18036586 | 2018 | Tower - B | TERRACE | N/A |  | CP/T-B/TERRACE/SLWPF-2
748 | Main Staircase Pressurization FAN-1 | 21500CFM / 5.5KW | KW | Systemair | AXC MC(A) 900-7/23-4 | 19079289 | 2018 | Tower - B | TERRACE | N/A |  | CP/T-B/TERRACE/MSTPF-1
749 | Main Staircase Pressurization FAN-2 | 21500CFM / 5.5KW | KW | Systemair | AXC MC(A) 900-7/23-4 | 19079286 | 2018 | Tower - B | TERRACE | N/A |  | CP/T-B/TERRACE/MSTPF-2
750 | Fire Lift Well Pressurization FAN-1 | 21500CFM / 5.5KW | KW | Systemair |  |  | 2018 | Tower - B | TERRACE | N/A |  | CP/T-B/TERRACE/FLWPF-1
751 | Fire Lift Well Pressurization FAN-2 | 21500CFM / 5.5KW | KW | Systemair |  |  | 2018 | Tower - B | TERRACE | N/A |  | CP/T-B/TERRACE/FLWPF-2
752 | Main Lift Lobby Pressurization FAN-1 | 44000CFM / 15KW | KW | Systemair | AXC MC(A) 1120-6/26-4 | 18128254 | 2018 | Tower - B | TERRACE | N/A |  | CP/T-B/TERRACE/MLLPF-1
753 | Main Lift Lobby Pressurization FAN-2 | 44000CFM / 15KW | KW | Systemair | AXC MC(A) 1120-6/26-4 |  | 2018 | Tower - B | TERRACE | N/A |  | CP/T-B/TERRACE/MLLPF-2
754 | Service Lift Lobby Pressurization FAN-1 | 30500CFM / 7.5KW | KW | Systemair | AXC MC(A) 1120-9/28-6 | 18128259 | 2018 | Tower - B | TERRACE | N/A |  | CP/T-B/TERRACE/SLLPF-1
755 | Service Lift Lobby Pressurization FAN-2 | 30500CFM / 7.5KW | KW | Systemair | AXC MC(A) 1120-9/28-6 | 18128256 | 2018 | Tower - B | TERRACE | N/A |  | CP/T-B/TERRACE/SLLPF-2
756 | Fire Lift Lobby Pressurization FAN-1 | 21500CFM | CFM | Systemair |  |  | 2018 | Tower - B | TERRACE | N/A |  | CP/T-B/TERRACE/FLLPF-1
757 | Fire Lift Lobby Pressurization FAN-2 | 21500CFM | CFM | Systemair |  |  | 2018 | Tower - B | TERRACE | N/A |  | CP/T-B/TERRACE/FLLPF-2
758 | Normal Exhaust Air | 37500CFM/15KW | KW | Systemair | AXC(A)1250-6/22-4(B)MC | 18056895 | 2018 | Tower - B | ZONE-3,B-4 | FAN ROOM |  | CP/T-B/Z-3/B4/NSMK/EXF
759 | Smoke Exhaust Air | 37500CFM/15KW | KW | Systemair |  |  | 2018 | Tower - B | ZONE-3,B-4 | FAN ROOM |  | CP/T-B/Z-3/B4/SMK/EXF
760 | Normal Fresh Air | 37500CFM/15KW | KW | Systemair |  |  | 2018 | Tower - B | ZONE-3,B-4 | FAN ROOM |  | CP/T-B/Z-3/B4/NRML/FAF
761 | Fresh Air in case of fire | 37500CFM/15KW | KW | Systemair |  |  | 2018 | Tower - B | ZONE-3,B-4 | FAN ROOM |  | CP/T-B/Z-3/B4//FAF/F
762 | Normal Exhaust Air | 37500CFM/15KW | KW | Systemair | AXC(A)1250-6/22-4 | 18056897 | 2018 | Tower - B | ZONE-8,B-4 | FAN ROOM |  | CP/T-B/Z-8/B4/NSMK/EXF
763 | Smoke Exhaust Air | 37500CFM/15KW | KW | Systemair | AXC(A)1250-6/22-4(B) | 18077325 | 2018 | Tower - B | ZONE-8,B-4 | FAN ROOM |  | CP/T-B/Z-8/B4/SMK/EXF
764 | Normal Fresh Air | 37500CFM/15KW | KW | Systemair | AXC(A)1250-6/22-4(B) | 18087340 | 2018 | Tower - B | ZONE-8,B-4 | FAN ROOM |  | CP/T-B/Z-8/B4/NRML/FAF
765 | Normal Exhaust Air | 37500CFM/15KW | KW | Systemair | AXC(A)1250-6/22-4 | 18056942 | 2018 | Tower - B | ZONE-8,B-4 | FAN ROOM |  | CP/T-B/Z-8/B4//FAF/F
766 | Normal Exhaust Air | 37500CFM/15KW | KW | Systemair | AXC(A)1250-6/22-4(B) | 18077178 | 2018 | Tower - B | ZONE-3,B-3 | FAN ROOM |  | CP/T-B/Z-3/B3/NSMK/EXF
767 | Smoke Exhaust Air | 37500CFM/15KW | KW | Systemair | AXC(A)1250-6/22-4(B) | 18077186 | 2018 | Tower - B | ZONE-3,B-3 | FAN ROOM |  | CP/T-B/Z-3/B3/SMK/EXF
768 | Normal Fresh Air | 37500CFM/15KW | KW | Systemair | AXC(A)1250-6/22-4 | 18036632 | 2018 | Tower - B | ZONE-3,B-3 | FAN ROOM |  | CP/T-B/Z-3/B3/NRML/FAF
769 | Fresh Air in case of fire | 37500CFM/15KW | KW | Systemair | AXC(A)1250-6/22-4 | 18036595 | 2018 | Tower - B | ZONE-3,B-3 | FAN ROOM |  | CP/T-B/Z-3/B3//FAF/F
770 | Normal Exhaust Air | 37500CFM/15KW | KW | Systemair | AXC(A)1250-6/22-4(B)MC | 18077209 | 2018 | Tower - B | ZONE-8,B-3 | FAN ROOM |  | CP/T-B/Z-8/B3/NSMK/EXF
771 | Smoke Exhaust Air | 37500CFM/15KW | KW | Systemair | AXC(A)1250-6/22-4(B)MC | 18077183 | 2018 | Tower - B | ZONE-8,B-3 | FAN ROOM |  | CP/T-B/Z-8/B3/SMK/EXF
772 | Normal Fresh Air | 37500CFM/15KW | KW | Systemair | AXC(A)1250-6/22-4MC | 18036636 | 2018 | Tower - B | ZONE-8,B-3 | FAN ROOM |  | CP/T-B/Z-8/B3/NRML/FAF
773 | Fresh Air in case of fire | 37500CFM/15KW | KW | Systemair | AXC(A)1250-6/22-4MC | 18036629 | 2018 | Tower - B | ZONE-8,B-3 | FAN ROOM |  | CP/T-B/Z-8/B3//FAF/F
774 | Normal Exhaust Air | 37500CFM/15KW | KW | Systemair | AXC(A)1250-6/22-4(B)MC | 18077212 | 2018 | Tower - B | ZONE-3,B-2 | FAN ROOM |  | CP/T-B/Z-3/B2/NSMK/EXF
775 | Smoke Exhaust Air | 37500CFM/15KW | KW | Systemair | AXC(A)1250-6/22-4(B)MC | 18077220 | 2018 | Tower - B | ZONE-3,B-2 | FAN ROOM |  | CP/T-B/Z-3/B2/SMK/EXF
776 | Normal Fresh Air | 37500CFM/15KW | KW | Systemair | AXC(A)1250-6/22-4MC | 18036639 | 2018 | Tower - B | ZONE-3,B-2 | FAN ROOM |  | CP/T-B/Z-3/B2/NRML/FAF
777 | Fresh Air in case of fire | 37500CFM/15KW | KW | Systemair | AXC(A)1250-6/22-4MC | 18036647 | 2018 | Tower - B | ZONE-3,B-2 | FAN ROOM |  | CP/T-B/Z-3/B2/FAF/F
778 | Normal Exhaust Air | 37500CFM/15KW | KW | Systemair | AXC(A)1250-6/22-4MC | 18036644 | 2018 | Tower - B | ZONE-8,B-2 | FAN ROOM |  | CP/T-B/Z-8/B2/NSMK/EXF
779 | Smoke Exhaust Air | 37500CFM/15KW | KW | Systemair | AXC(A)1250-6/22-4MC | 18036652 | 2018 | Tower - B | ZONE-8,B-2 | FAN ROOM |  | CP/T-B/Z-8/B2/SMK/EXF
780 | Normal Fresh Air | 37500CFM/15KW | KW | Systemair | AXC(A)1250-6/22-4(B)MC | 18077217 | 2018 | Tower - B | ZONE-8,B-2 | FAN ROOM |  | CP/T-B/Z-8/B2/NRML/FAF
781 | Fresh Air in case of fire | 37500CFM/15KW | KW | Systemair | AXC(A)1250-6/22-4(B)MC | 18077225 | 2018 | Tower - B | ZONE-8,B-2 | FAN ROOM |  | CP/T-B/Z-8/B2/FAF/F
782 | Normal Exhaust Air | 27000CFM / 11KW | KW | Systemair | AXCMC(A)1120-6/21-4B | 18066988 | 2018 | Tower - B | ZONE-3,B-1 | FAN ROOM |  | CP/T-B/Z-3/B1/NSMK/EXF
783 | Normal Exhaust Air | 27000CFM / 11KW | KW | Systemair | AXCMC(A)1120-6/21-4B | 18066987 | 2018 | Tower - B | ZONE-3,B-1 | FAN ROOM |  | CP/T-B/Z-3/B1/NSMK/EXF
784 | Smoke Exhaust Air | 54000CFM / 22KW | KW | Systemair | AXCMC(A)1600-12/12-6B | 18087391 | 2018 | Tower - B | ZONE-3,B-1 | FAN ROOM |  | CP/T-B/Z-3/B1/SMK/EXF
785 | Normal Fresh Air | 27000CFM / 11KW | KW | Systemair | AXCMC(A)1120-6/21-4B | 18056952 | 2018 | Tower - B | ZONE-3,B-1 | FAN ROOM |  | CP/T-B/Z-3/B1/NRML/FAF
786 | Normal Fresh Air | 27000CFM / 11KW | KW | Systemair | AXCMC(A)1120-6/21-4B | 18056951 | 2018 | Tower - B | ZONE-3,B-1 | FAN ROOM |  | CP/T-B/Z-3/B1/NRML/FAF
787 | Fresh Air in case of fire | 54000CFM / 22KW | KW | Systemair | AXCMC(A)1600-12/12-6B | 18077266 | 2018 | Tower - B | ZONE-3,B-1 | FAN ROOM |  | CP/T-B/Z-3/B1/FAF/F
788 | Normal Exhaust Air | 26500CFM /11KW | KW | Systemair | AXCMC(A)1120-6/20-4 | 18067020 | 2018 | Tower - B | ZONE-8,B-1 | FAN ROOM |  | CP/T-B/Z-8/B1/NSMK/EXF
789 | Normal Exhaust Air | 26500CFM /11KW | KW | Systemair | AXCMC(A)1120-6/20-4 | 18067019 | 2018 | Tower - B | ZONE-8,B-1 | FAN ROOM |  | CP/T-B/Z-8/B1/NSMK/EXF
790 | Smoke Exhaust Air | 53000CFM /22KW | KW | Systemair | AXCMC(A)1600-12/11-6 | 18077256 | 2018 | Tower - B | ZONE-8,B-1 | FAN ROOM |  | CP/T-B/Z-8/B1/SMK/EXF
791 | Normal Fresh Air | 26500CFM /11KW | KW | Systemair | AXCMC(A)1120-6/20-4B | 18066993 | 2018 | Tower - B | ZONE-8,B-1 | FAN ROOM |  | CP/T-B/Z-8/B1/NRML/FAF
792 | Normal Fresh Air | 26500CFM /11KW | KW | Systemair | AXCMC(A)1120-6/20-4 | 18066994 | 2018 | Tower - B | ZONE-8,B-1 | FAN ROOM |  | CP/T-B/Z-8/B1/NRML/FAF
793 | Fresh Air in case of fire | 53000CFM /22KW | KW | Systemair | AXCMC(A)1600-12/11-6B | 18087389 | 2018 | Tower - B | ZONE-8,B-1 | FAN ROOM |  | CP/T-B/Z-8/B1/FAF/F
794 | LT Panel Room Exhaust Air | 11000CFM | CFM | Systemair |  |  | 2018 | Tower - B | Tower - B ,B-1 | LT ROOM |  | CP/T-B/B1/LTPNL/EXF
795 | LT Panel Room Fresh Air | 11000CFM | CFM | Systemair |  |  | 2018 | Tower - B | Tower - B ,B-1 | LT ROOM |  | CP/T-B/B1/LTPNL/FAF
796 | Transformer & RMU Room Exhaust Air | 7500CFM | CFM | Systemair |  |  | 2018 | Tower - B | Tower - B ,B-1 | TRANSFORMER ROOM |  | CP/T-B/B1/TRF&RMU/EXF
797 | Transformer & RMU Fresh Air | 7500CFM | CFM | Systemair |  |  | 2018 | Tower - B | Tower - B ,B-1 | TRANSFORMER ROOM |  | CP/T-B/B1/TRF&RMU/FAF
798 | Office -9 Fresh Air FAN-1 | 30000CFM/11KW/1460 | KW |  | AXC MC(A) 1120-6/17-4 | 18036555 | 2018 | TOWER-C | TERRACE | N/A |  | CP/T-C/TERRACE/OFFI-9/FAF-1
799 | Office -9 Fresh Air FAN-2 | 30000CFM/11KW/1460 | KW |  | AXC MC(A) 1120-6/17-4 | 18036553 | 2018 | TOWER-C | TERRACE | N/A |  | CP/T-C/TERRACE/OFFI-9/FAF-2
800 | Office -9 Fresh Air FAN-3 | 30000CFM/11KW/1460 | KW |  | AXC MC(A) 1120-6/17-4 | 18036556 | 2018 | TOWER-C | TERRACE | N/A |  | CP/T-C/TERRACE/OFFI-9/FAF-3
801 | Office -10 Fresh Air FAN-1 | 36500CFM/11KW/1460 | KW |  | AXC MC(A) 1120-6/22-4 | 18036568 | 2018 | TOWER-C | TERRACE | N/A |  | CP/T-C/TERRACE/OFFI-10/FAF-1
802 | Office -10 Fresh Air FAN-2 | 36000CFM/11KW/1460 | KW |  | AXC MC(A) 1120-6/22-4 | 18128240 | 2018 | TOWER-C | TERRACE | N/A |  | CP/T-C/TERRACE/OFFI-10/FAF-2
803 | Office -10 Fresh Air FAN-3 | 36500CFM/11KW/1460 | KW |  | AXC MC(A) 1120-6/22-4 | 18036567 | 2018 | TOWER-C | TERRACE | N/A |  | CP/T-C/TERRACE/OFFI-10/FAF-3
804 | Office 11-Fresh Air FAN-1 | 36000CFM/11KW/1460 | KW |  | AXC MC(A) 1120-6/22-4 | 18128239 | 2018 | TOWER-C | TERRACE | N/A |  | CP/T-C/TERRACE/OFFI-11/FAF-1
805 | Office 11-Fresh Air FAN-2 | 36000CFM/11KW/1460 | KW |  | AXC MC(A) 1120-6/22-4 | 18128241 | 2018 | TOWER-C | TERRACE | N/A |  | CP/T-C/TERRACE/OFFI-11/FAF-2
806 | Office 11-Fresh Air FAN-3 | 36000CFM/11KW/1460 | KW |  | AXC MC(A) 1120-6/22-4 | 18128242 | 2018 | TOWER-C | TERRACE | N/A |  | CP/T-C/TERRACE/OFFI-11/FAF-3
807 | Office -12 Fresh Air FAN-1 | 36000CFM/11KW/1460 | KW |  | AXC MC(A) 1120-6/17-4 | 18036551 | 2018 | TOWER-C | TERRACE | N/A |  | CP/T-C/TERRACE/OFFI-12/FAF-1
808 | Office -12 Fresh Air FAN-2 | 36500CFM/11KW/1452 | KW |  | AXC MC(A) 1120-6/17-4 | 18036554 | 2018 | TOWER-C | TERRACE | N/A |  | CP/T-C/TERRACE/OFFI-12/FAF-2
809 | Office -12 Fresh Air FAN-3 | 36500CFM/11KW/1452 | KW |  | AXC MC(A) 1120-9/28-6 | 18128258 | 2018 | TOWER-C | TERRACE | N/A |  | CP/T-C/TERRACE/OFFI-12/FAF-3
810 | Office -9 Exhaust Air FAN-1 | 36500CFM/11KW/1452 | KW |  | AXC MC(A) 1120-6/22-4(B) | 18067009 | 2018 | TOWER-C | TERRACE | N/A |  | CP/T-C/TERRACE/OFFI-9/EXF-1
811 | Office -9 Exhaust Air FAN-2 | 36500CFM/11KW/1452 | KW |  | AXC MC(A) 1120-6/22-4(B) | 18067010 | 2018 | TOWER-C | TERRACE | N/A |  | CP/T-C/TERRACE/OFFI-9/EXF-2
812 | Office -9 Exhaust Air FAN-3 | 36500CFM/11KW/1452 | KW |  | AXC MC(A) 1120-6/22-4(B) | 18067068 | 2018 | TOWER-C | TERRACE | N/A |  | CP/T-C/TERRACE/OFFI-9/EXF-3
813 | Office -10 Exhaust Air FAN-1 | 36500CFM/11KW/1452 | KW |  | AXC MC(A) 1120-6/22-4(B) | 18067006 | 2018 | TOWER-C | TERRACE | N/A |  | CP/T-C/TERRACE/OFFI-10/EXF-1
814 | Office -10 Exhaust Air FAN-2 | 36500CFM/11KW/1452 | KW |  | AXC MC(A) 1120-6/22-4(B) |  | 2018 | TOWER-C | TERRACE | N/A |  | CP/T-C/TERRACE/OFFI-10/EXF-2
815 | Office -10 Exhaust Air FAN-3 | 36500CFM/11KW/1452 | KW |  | AXC MC(A) 1120-6/22-4(B) | 18066998 | 2018 | TOWER-C | TERRACE | N/A |  | CP/T-C/TERRACE/OFFI-10/EXF-3
816 | Office -11 Exhaust Air FAN-1 | 36500CFM/11KW/1452 | KW |  | AXC MC(A) 1120-6/22-4(B) | 18067075 | 2018 | TOWER-C | TERRACE | N/A |  | CP/T-C/TERRACE/OFFI-11/EXF-1
817 | Office -11 Exhaust Air FAN-2 | 36500CFM/11KW/1452 | KW |  | AXC MC(A) 1120-6/22-4(B) | 18067070 | 2018 | TOWER-C | TERRACE | N/A |  | CP/T-C/TERRACE/OFFI-11/EXF-2
818 | Office -11 Exhaust Air FAN-3 | 36500CFM/11KW/1452 | KW |  | AXC MC(A) 1120-6/22-4(B) | 18066997 | 2018 | TOWER-C | TERRACE | N/A |  | CP/T-C/TERRACE/OFFI-11/EXF-3
819 | Office -12 Exhaust Air FAN-1 | 36500CFM/11KW/1452 | KW |  | AXC MC(A) 1120-6/22-4(B) | 18067069 | 2018 | TOWER-C | TERRACE | N/A |  | CP/T-C/TERRACE/OFFI-12/EXF-1
820 | Office -12 Exhaust Air FAN-2 | 36500CFM/11KW/1452 | KW |  | AXC MC(A) 1120-6/22-4(B) | 18067014 | 2018 | TOWER-C | TERRACE | N/A |  | CP/T-C/TERRACE/OFFI-12/EXF-2
821 | Office -12 Exhaust Air FAN-3 | 36500CFM/11KW/1452 | KW |  | AXC MC(A) 1120-6/22-4(B) |  | 2018 | TOWER-C | TERRACE | N/A |  | CP/T-C/TERRACE/OFFI-12/EXF-3
822 | Atrium Smoke Exhaust Air | 25000CFM | CFM |  |  |  | 2018 | TOWER-C | B1 | N/A |  | CP/T-C/B1/ATR/SMK/EXF
823 | Atrium Smoke Exhaust Air | 15000CFM | CFM |  |  |  | 2018 | TOWER-C | B1 | N/A |  | CP/T-C/B1/ATR/SMK/EXF
824 | Main Lift Well Pressurization FAN-1 | 18000CFM/4KW/1455 | KW |  | AXC MC(A) 800-7/27-4 | 18036610 | 2018 | TOWER-C | TERRACE | N/A |  | CP/T-C/TERRACE/MLWPF-1
825 | Main Lift Well Pressurization FAN-2 | 18000CFM/4KW/1455 | KW |  | AXC MC(A) 800-7/27-4 | 18036611 | 2018 | TOWER-C | TERRACE | N/A |  | CP/T-C/TERRACE/MLWPF-2
826 | Main Lift Well Pressurization FAN-3 | 18000CFM/4KW/1455 | KW |  | AXC MC(A) 800-7/27-4 | 18036615 | 2018 | TOWER-C | TERRACE | N/A |  | CP/T-C/TERRACE/MLWPF-3
827 | Main Lift Well Pressurization FAN-4 | 18000CFM/4KW/1455 | KW |  | AXC MC(A) 800-7/27-4 | 18036623 | 2018 | TOWER-C | TERRACE | N/A |  | CP/T-C/TERRACE/MLWPF-4
828 | Main Lift Well Pressurization FAN-5 | 20000CFM/5.5KW/1455 | KW |  | AXC MC(A) 800-7/24-4 | 19079292 | 2018 | TOWER-C | TERRACE | N/A |  | CP/T-C/TERRACE/MLWPF-5
829 | Main Lift Well Pressurization FAN-6 | 20000CFM/5.5KW/1455 | KW |  | AXC MC(A) 800-7/24-4 | 19079290 | 2018 | TOWER-C | TERRACE | N/A |  | CP/T-C/TERRACE/MLWPF-6
830 | Main Lift Well Pressurization FAN-7 | 20000CFM/5.5KW/1455 | KW |  | AXC MC(A) 800-7/24-4 |  | 2018 | TOWER-C | TERRACE | N/A |  | CP/T-C/TERRACE/MLWPF-7
831 | Main Lift Well Pressurization FAN-8 | 20000CFM/5.5KW/1455 | KW |  | AXC MC(A) 800-7/24-4 | 19079291 | 2018 | TOWER-C | TERRACE | N/A |  | CP/T-C/TERRACE/MLWPF-8
832 | Service Lift Well Pressurization FAN-1 | 21500CFM | CFM |  |  |  | 2018 | TOWER-C | TERRACE | N/A |  | CP/T-C/TERRACE/SLWPF-1
833 | Service Lift Well Pressurization FAN-2 | 21500CFM | CFM |  |  |  | 2018 | TOWER-C | TERRACE | N/A |  | CP/T-C/TERRACE/SLWPF-2
834 | Fire Lift Pressurization FAN-1 | 17000CFM | CFM |  |  |  | 2018 | TOWER-C | TERRACE | N/A |  | CP/T-C/TERRACE/FLPF-1
835 | Fire Lift Pressurization FAN-2 | 17000CFM | CFM |  |  |  | 2018 | TOWER-C | TERRACE | N/A |  | CP/T-C/TERRACE/FLPF-2
836 | Main lift lobby Pressurization FAN-1 | 44000CFM/15KW/1465 | KW |  | AXC MC(A) 1120-6/26-4 | 18128252 | 2018 | TOWER-C | TERRACE | N/A |  | CP/T-C/TERRACE/MLLPF-1
837 | Main lift lobby Pressurization FAN-2 | 44000CFM/15KW/1465 | KW |  | AXC MC(A) 1120-6/26-4 | 18128253 | 2018 | TOWER-C | TERRACE | N/A |  | CP/T-C/TERRACE/MLLPF-2
838 | Service lift lobby Pressurisation FAN-1 | 36000CFM/11KW/1460 | KW |  | AXC MC(A) 1120-6/22-4 | 18128243 | 2018 | TOWER-C | TERRACE | N/A |  | CP/T-C/TERRACE/SLLPF-1
839 | Service lift lobby Pressurisation FAN-2 | 36000CFM/11KW/1460 | KW |  | AXC MC(A) 1120-6/22-4 | 18128238 | 2018 | TOWER-C | TERRACE | N/A |  | CP/T-C/TERRACE/SLLPF-2
840 | Main staircase Pressurisation FAN-1 | 21500CFM/5.5KW/1465 | KW |  | AXC MC(A) 1120-7/21-4 |  | 2018 | TOWER-C | TERRACE | N/A |  | CP/T-C/TERRACE/MSTPF-1
841 | Main staircase Pressurisation FAN-2 | 21500CFM/5.5KW/1465 | KW |  | AXC MC(A) 900-7/21-4 |  | 2018 | TOWER-C | TERRACE | N/A |  | CP/T-C/TERRACE/MSTPF-2
842 | Fire lift lobby Pressurisation FAN-1 | 21500CFM | CFM |  |  |  | 2018 |  |  |  |  | CP/T-C/TERRACE/FLLPF-1
843 | Fire lift lobby Pressurisation FAN-2 | 21500CFM | CFM |  |  |  | 2018 |  |  |  |  | CP/T-C/TERRACE/FLLPF-2
844 | Normal Exhaust Air | 37500CFM/15KW | KW |  | AXC(A)1250-6/22-4MC | 18056938 | 2018 | TOWER-C | ZONE-4,B-4 | FAN ROOM |  | CP/T-C/Z-4/B4/NSMK/EXF
845 | Smoke Exhaust Air | 37500CFM/15KW | KW |  | AXC(A)1250-6/22-4MC | 18056942 | 2018 | TOWER-C | ZONE-4,B-4 | FAN ROOM |  | CP/T-C/Z-4/B4/SMK/EXF
846 | Normal Fresh Air | 37500CFM/15KW | KW |  | AXC(A)1250-6/22-4MC | 18056939 | 2018 | TOWER-C | ZONE-4,B-4 | FAN ROOM |  | CP/T-C/Z-4/B4/NRML/FAF
847 | Fresh Air in case of fire | 37500CFM/15KW | KW |  | AXC(A)1250-6/22-4MC | 18056940 | 2018 | TOWER-C | ZONE-4,B-4 | FAN ROOM |  | CP/T-C/Z-4/B4/FAF/F
848 | Normal Exhaust Air | 37500CFM/15KW | KW |  | AXC(A)1250-6/22-4MC | 18056941 | 2018 | TOWER-C | ZONE-5,B-4 | FAN ROOM |  | CP/T-C/Z-5/B4/NSMK/EXF
849 | Smoke Exhaust Air | 37500CFM/15KW | KW |  | AXC(A)1250-6/22-4(B) | 18077261 | 2018 | TOWER-C | ZONE-5,B-4 | FAN ROOM |  | CP/T-C/Z-5/B4/SMK/EXF
850 | Normal Fresh Air | 37500CFM/15KW | KW |  | AXC(A)1250-6/22-4MC | 18056937 | 2018 | TOWER-C | ZONE-5,B-4 | FAN ROOM |  | CP/T-C/Z-5/B4/NRML/FAF
851 | Fresh Air in case of fire | 37500CFM/15KW | KW |  | AXC(A)1250-6/22-4MC | 18056935 | 2018 | TOWER-C | ZONE-5,B-4 | FAN ROOM |  | CP/T-C/Z-5/B4/FAF/F
852 | Normal Exhaust Air | 37500CFM/15KW | KW |  |  | 18056898 | 2018 | TOWER-C | ZONE-9,B-4 | FAN ROOM |  | CP/T-C/Z-9/B4/NSMK/EXF
853 | Smoke Exhaust Air | 37500CFM/15KW | KW |  |  |  | 2018 | TOWER-C | ZONE-9,B-4 | FAN ROOM |  | CP/T-C/Z-9/B4/SMK/EXF
854 | Normal Fresh Air | 37500CFM/15KW | KW |  |  |  | 2018 | TOWER-C | ZONE-9,B-4 | FAN ROOM |  | CP/T-C/Z-9/B4/NRML/FAF
855 | Fresh Air in case of fire | 37500CFM/15KW | KW |  |  |  | 2018 | TOWER-C | ZONE-9,B-4 | FAN ROOM |  | CP/T-C/Z-9/B4/FAF/F
856 | Normal Exhaust Air | 35000CFM/15KW | KW |  |  |  | 2018 | TOWER-C | ZONE-10,B-4 | FAN ROOM |  | CP/T-C/Z-10/B4/NSMK/EXF
857 | Smoke Exhaust Air | 35000CFM/15KW | KW |  | AXC(A)1250-6/23-4MC | 18056945 | 2018 | TOWER-C | ZONE-10,B-4 | FAN ROOM |  | CP/T-C/Z-10/B4/SMK/EXF
858 | Normal Fresh Air | 35000CFM/15KW | KW |  |  | 18056916 | 2018 | TOWER-C | ZONE-10,B-4 | FAN ROOM |  | CP/T-C/Z-10/B4/NRML/FAF
859 | Fresh Air in case of fire | 35000CFM/15KW | KW |  |  | 18056917 | 2018 | TOWER-C | ZONE-10,B-4 | FAN ROOM |  | CP/T-C/Z-10/B4/FAF/F
860 | Normal Exhaust Air | 35000CFM/15KW | KW |  | AXC(A)1250-6/22-4 | 18036596 | 2018 | TOWER-C | ZONE-4,B-3 | FAN ROOM |  | CP/T-C/Z-4/B3/NSMK/EXF
861 | Smoke Exhaust Air | 37500CFM/15KW | KW |  | AXC(A)1250-6/22-4 | 18046654 | 2018 | TOWER-C | ZONE-4,B-3 | FAN ROOM |  | CP/T-C/Z-4/B3/SMK/EXF
862 | Normal Fresh Air | 37500CFM/15KW | KW |  | AXC(A)1250-6/22-4(B) | 18077179 | 2018 | TOWER-C | ZONE-4,B-3 | FAN ROOM |  | CP/T-C/Z-4/B3/NRML/FAF
863 | Fresh Air in case of fire | 37500CFM/15KW | KW |  | AXC(A)1250-6/22-4(B) | 18077205 | 2018 | TOWER-C | ZONE-4,B-3 | FAN ROOM |  | CP/T-C/Z-4/B3/FAF/F
864 | Normal Exhaust Air | 37500CFM/15KW | KW |  | AXC(A)1250-6/22-4(B) | 18077180 | 2018 | TOWER-C | ZONE-5,B-3 | FAN ROOM |  | CP/T-C/Z-5/B3/NSMK/EXF
865 | Smoke Exhaust Air | 37500CFM/15KW | KW |  | AXC(A)1250-6/22-4(B) | 18077214 | 2018 | TOWER-C | ZONE-5,B-3 | FAN ROOM |  | CP/T-C/Z-5/B3/SMK/EXF
866 | Normal Fresh Air | 37500CFM/15KW | KW |  |  |  | 2018 | TOWER-C | ZONE-5,B-3 | FAN ROOM |  | CP/T-C/Z-5/B3/NRML/FAF
867 | Fresh Air in case of fire | 37500CFM/15KW | KW |  | AXC(A)1250-6/22-4 | 18036633 | 2018 | TOWER-C | ZONE-5,B-3 | FAN ROOM |  | CP/T-C/Z-5/B3/FAF/F
868 | Normal Exhaust Air | 37500CFM/15KW | KW |  | AXC(A)1250-6/22-4MC | 18036637 | 2018 | TOWER-C | ZONE-9,B-3 | FAN ROOM |  | CP/T-C/Z-9/B3/NSMK/EXF
869 | Smoke Exhaust Air | 37500CFM/15KW | KW |  | AXC(A)1250-6/22-4MC | 18036630 | 2018 | TOWER-C | ZONE-9,B-3 | FAN ROOM |  | CP/T-C/Z-9/B3/SMK/EXF
870 | Normal Fresh Air | 37500CFM/15KW | KW |  | AXC(A)1250-6/22-4(B)MC | 18077184 | 2018 | TOWER-C | ZONE-9,B-3 | FAN ROOM |  | CP/T-C/Z-9/B3/NRML/FAF
871 | Fresh Air in case of fire | 37500CFM/15KW | KW |  | AXC(A)1250-6/22-4(B)MC | 18077210 | 2018 | TOWER-C | ZONE-9,B-3 | FAN ROOM |  | CP/T-C/Z-9/B3/FAF/F
872 | Normal Exhaust Air | 37500CFM/15KW | KW |  | AXC(A)1250-6/23-4(B)MC | 18087345 | 2018 | TOWER-C | ZONE-10,B-3 | FAN ROOM |  | CP/T-C/Z-10/B3/NSMK/EXF
873 | Smoke Exhaust Air | 37500CFM/15KW | KW |  | AXC(A)1250-6/23-4(B)MC | 18087344 | 2018 | TOWER-C | ZONE-10,B-3 | FAN ROOM |  | CP/T-C/Z-10/B3/SMK/EXF
874 | Normal Fresh Air | 37500CFM/15KW | KW |  | AXC(A)1250-6/23-4MC | 18046660 | 2018 | TOWER-C | ZONE-10,B-3 | FAN ROOM |  | CP/T-C/Z-10/B3/NRML/FAF
875 | Fresh Air in case of fire | 37500CFM/15KW | KW |  | AXC(A)1250-6/23-4MC | 18046659 | 2018 | TOWER-C | ZONE-10,B-3 | FAN ROOM |  | CP/T-C/Z-10/B3/FAF/F
876 | Normal Exhaust Air | 37500CFM | CFM |  | AXC(A)1250-6/22-4MC | 18036648 | 2018 | TOWER-C | ZONE-4,B-2 | FAN ROOM |  | CP/T-C/Z-4/B2/NSMK/EXF
877 | Smoke Exhaust Air | 37500CFM | CFM |  | AXC(A)1250-6/22-4MC | 18036640 | 2018 | TOWER-C | ZONE-4,B-2 | FAN ROOM |  | CP/T-C/Z-4/B2/NSMK/EXF
878 | Normal Fresh Air | 37500CFM | CFM |  | AXC(A)1250-6/22-4(B)MC | 18077213 | 2018 | TOWER-C | ZONE-4,B-2 | FAN ROOM |  | CP/T-C/Z-4/B2/NRML/FAF
879 | Fresh Air in case of fire | 37500CFM | CFM |  | AXC(A)1250-6/22-4(B)MC | 18077221 | 2018 | TOWER-C | ZONE-4,B-2 | FAN ROOM |  | CP/T-C/Z-4/B2/FAF/F
880 | Normal Exhaust Air | 37500CFM | CFM |  | AXC(A)1250-6/22-4(B)MC | 18077222 | 2018 | TOWER-C | ZONE-5,B-2 | FAN ROOM |  | CP/T-C/Z-5/B2/NSMK/EXF
881 | Smoke Exhaust Air | 37500CFM | CFM |  | AXC(A)1250-6/22-4(B)MC | 18077206 | 2018 | TOWER-C | ZONE-5,B-2 | FAN ROOM |  | CP/T-C/Z-5/B2/SMK/EXF
882 | Normal Fresh Air | 37500CFM | CFM |  | AXC(A)1250-6/22-4MC | 18036641 | 2018 | TOWER-C | ZONE-5,B-2 | FAN ROOM |  | CP/T-C/Z-5/B2/NRML/FAF
883 | Fresh Air in case of fire | 37500CFM | CFM |  | AXC(A)1250-6/22-4MC | 18036649 | 2018 | TOWER-C | ZONE-5,B-2 | FAN ROOM |  | CP/T-C/Z-5/B2/FAF/F
884 | Normal Exhaust Air | 37500CFM | CFM |  | AXC(A)1250-6/22-4(B)MC | 18077218 | 2018 | TOWER-C | ZONE-9,B-2 | FAN ROOM |  | CP/T-C/Z-9/B2/NSMK/EXF
885 | Smoke Exhaust Air | 37500CFM | CFM |  | AXC(A)1250-6/22-4(B)MC | 18077226 | 2018 | TOWER-C | ZONE-9,B-2 | FAN ROOM |  | CP/T-C/Z-9/B2/SMK/EXF
886 | Normal Fresh Air | 37500CFM | CFM |  | AXC(A)1250-6/22-4MC | 18036653 | 2018 | TOWER-C | ZONE-9,B-2 | FAN ROOM |  | CP/T-C/Z-9/B2/NRML/FAF
887 | Fresh Air in case of fire | 37500CFM | CFM |  | AXC(A)1250-6/22-4MC | 18036645 | 2018 | TOWER-C | ZONE-9,B-2 | FAN ROOM |  | CP/T-C/Z-9/B2/FAF/F
888 | Normal Exhaust Air | 35000CFM | CFM |  | AXC(A)1250-6/21-4MC | 18046655 | 2018 | TOWER-C | ZONE-10,B-2 | FAN ROOM |  | CP/T-C/Z-10/B2/NSMK/EXF
889 | Smoke Exhaust Air | 35000CFM | CFM |  | AXC(A)1250-6/21-4MC | 18046656 | 2018 | TOWER-C | ZONE-10,B-2 | FAN ROOM |  | CP/T-C/Z-10/B2/SMK/EXF
890 | Normal Fresh Air | 35000CFM | CFM |  | AXC(A)1250-6/21-4(B)MC | 18077263 | 2018 | TOWER-C | ZONE-10,B-2 | FAN ROOM |  | CP/T-C/Z-10/B2/NRML/FAF
891 | Fresh Air in case of fire | 35000CFM | CFM |  | AXC(A)1250-6/21-4(B)MC | 18077264 | 2018 | TOWER-C | ZONE-10,B-2 | FAN ROOM |  | CP/T-C/Z-10/B2/FAF/F
892 | Normal Exhaust Air | 26500CFM /11KW | KW |  | AXCMC(A)1120-6/20-4 | 18067016 | 2018 | TOWER-C | ZONE-4,B-1 | FAN ROOM |  | CP/T-C/Z-4/B1/NSMK/EXF
893 | Normal Exhaust Air | 26500CFM /11KW | KW |  | AXCMC(A)1120-6/20-4 | 18067015 | 2018 | TOWER-C | ZONE-4,B-1 | FAN ROOM |  | CP/T-C/Z-4/B1/NSMK/EXF
894 | Smoke Exhaust Air | 53000CFM /22KW | KW |  | AXCMC(A)1600-12/11-6 | 18077254 | 2018 | TOWER-C | ZONE-4,B-1 | FAN ROOM |  | CP/T-C/Z-4/B1/SMK/EXF
895 | Normal Fresh Air | 26500CFM /11KW | KW |  | AXCMC(A)1120-6/20-4B | 18066989 | 2018 | TOWER-C | ZONE-4,B-1 | FAN ROOM |  | CP/T-C/Z-4/B1/NRML/FAF
896 | Normal Fresh Air | 26500CFM /11KW | KW |  | AXCMC(A)1120-6/20-4B | 18066990 | 2018 | TOWER-C | ZONE-4,B-1 | FAN ROOM |  | CP/T-C/Z-4/B1/NRML/FAF
897 | Fresh Air in case of fire | 53000CFM /22KW | KW |  | AXCMC(A)1600-12/11-6B | 18087387 | 2018 | TOWER-C | ZONE-4,B-1 | FAN ROOM |  | CP/T-C/Z-4/B1/FAF/F
898 | Normal Exhaust Air | 25500CFM /11KW | KW |  | AXCMC(A)1120-6/19-4B | 18066995 | 2018 | TOWER-C | ZONE-5,B-1 | FAN ROOM |  | CP/T-C/Z-5/B1/NSMK/EXF
899 | Normal Exhaust Air | 25500CFM /11KW | KW |  | AXCMC(A)1120-6/19-4B | 18066996 | 2018 | TOWER-C | ZONE-5,B-1 | FAN ROOM |  | CP/T-C/Z-5/B1/NSMK/EXF
900 | Smoke Exhaust Air | 51000CFM /22KW | KW |  | AXCMC(A)1600-12/11-6B | 18087390 | 2018 | TOWER-C | ZONE-5,B-1 | FAN ROOM |  | CP/T-C/Z-5/B1/SMK/EXF
901 | Normal Fresh Air | 25500CFM /11KW | KW |  | AXCMC(A)1120-6/19-4B |  | 2018 | TOWER-C | ZONE-5,B-1 | FAN ROOM |  | CP/T-C/Z-5/B1/NRML/FAF
902 | Normal Fresh Air | 25500CFM /11KW | KW |  | AXCMC(A)1120-6/19-4B |  | 2018 | TOWER-C | ZONE-5,B-1 | FAN ROOM |  | CP/T-C/Z-5/B1/NRML/FAF
903 | Fresh Air in case of fire | 51000CFM /22KW | KW |  | AXCMC(A)1600-12/11-6B |  | 2018 | TOWER-C | ZONE-5,B-1 | FAN ROOM |  | CP/T-C/Z-5/B1/FAF/F
904 | Normal Exhaust Air | 26000CFM / 11KW | KW |  | AXCMC(A)1120-6/20-4B | 18066986 | 2018 | TOWER-C | ZONE-9,B-1 | FAN ROOM |  | CP/T-C/Z-9/B1/NSMK/EXF
905 | Normal Exhaust Air | 26000CFM / 11KW | KW |  | AXCMC(A)1120-6/20-4B | 18066985 | 2018 | TOWER-C | ZONE-9,B-1 | FAN ROOM |  | CP/T-C/Z-9/B1/NSMK/EXF
906 | Smoke Exhaust Air | 51000CFM /22KW | KW |  | AXCMC(A)1600-12/11-6B | 18087386 | 2018 | TOWER-C | ZONE-9,B-1 | FAN ROOM |  | CP/T-C/Z-9/B1/SMK/EXF
907 | Normal Fresh Air | 26000CFM / 11KW | KW |  | AXCMC(A)1120-6/20-4 | 18056951 | 2018 | TOWER-C | ZONE-9,B-1 | FAN ROOM |  | CP/T-C/Z-9/B1/NRML/FAF
908 | Normal Fresh Air | 26000CFM / 11KW | KW |  | AXCMC(A)1120-6/20-4 | 18056950 | 2018 | TOWER-C | ZONE-9,B-1 | FAN ROOM |  | CP/T-C/Z-9/B1/NRML/FAF
909 | Fresh Air in case of fire | 52000CFM / 22KW | KW |  | AXCMC(A)1600-12/11-6 | 18077253 | 2018 | TOWER-C | ZONE-9,B-1 | FAN ROOM |  | CP/T-C/Z-9/B1/FAF/F
910 | Normal Exhaust Air | 24500CFM /11KW | KW |  | AXCMC(A)1000-6/24-4 | 18067051 | 2018 | TOWER-C | ZONE-10,B-1 | FAN ROOM |  | CP/T-C/Z-10/B1/NSMK/EXF
911 | Normal Exhaust Air | 24500CFM /11KW | KW |  | AXCMC(A)1000-6/24-4 | 18067050 | 2018 | TOWER-C | ZONE-10,B-1 | FAN ROOM |  | CP/T-C/Z-10/B1/NSMK/EXF
912 | Smoke Exhaust Air | 49000CFM /18.5KW | KW |  | AXCMC(A)1600-12/10-6 | 18077267 | 2018 | TOWER-C | ZONE-10,B-1 | FAN ROOM |  | CP/T-C/Z-10/B1/SMK/EXF
913 | Normal Fresh Air | 24500CFM /11KW | KW |  | AXCMC(A)1000-6/24-4 | 18077318 | 2018 | TOWER-C | ZONE-10,B-1 | FAN ROOM |  | CP/T-C/Z-10/B1/NRML/FAF
914 | Normal Fresh Air | 24500CFM /11KW | KW |  | AXCMC(A)1000-6/24-4 | 18077315 | 2018 | TOWER-C | ZONE-10,B-1 | FAN ROOM |  | CP/T-C/Z-10/B1/NRML/FAF
915 | Fresh Air in case of fire | 49000CFM /18.5KW | KW |  | AXCMC(A)1600-12/10-6B | 18077268 | 2018 | TOWER-C | ZONE-10,B-1 | FAN ROOM |  | CP/T-C/Z-10/B1/FAF/F
916 | WTP Plant Exhaust Air | 8500CFM | CFM |  |  |  | 2018 | TOWER-C | B-3 | WTP ROOM |  | CP/T-C/B3/WTP/EXF
917 | WTP Plant Fresh Air | 8500CFM | CFM |  |  |  | 2018 | TOWER-C | B-3 | WTP ROOM |  | CP/T-C/B3/WTP/FAF
918 | STP Exhaust AirFan-1 | 24500CFM/11KW | KW |  | AXCMC(A)1000-6/24-4 | 18097528 | 2018 | TOWER-C | B-3 | STP ROOM |  | CP/T-C/B3/STP/EXF-1
919 | STP Exhaust AirFan-2 | 24500CFM/11KW | KW |  | AXCMC(A)1000-6/24-4 | 18097529 | 2018 | TOWER-C | B-3 | STP ROOM |  | CP/T-C/B3/STP/EXF-2
920 | STP Exhaust AirFan-3 | 24500CFM/11KW | KW |  | AXCMC(A)1000-6/24-4 | 18097527 | 2018 | TOWER-C | B-3 | STP ROOM |  | CP/T-C/B3/STP/EXF-3
921 | STP Exhaust AirFan-4 | 24500CFM/11KW | KW |  | AXCMC(A)1000-6/24-4 | 18097526 | 2018 | TOWER-C | B-3 | STP ROOM |  | CP/T-C/B3/STP/EXF-4
922 | STP Fresh Air Fan-1 | 24500CFM/7.5KW | KW |  | AXCMC(A)1000-6/21-4 | 18097467 | 2018 | TOWER-C | B-3 | STP ROOM |  | CP/T-C/B3/STP/FAF-1
923 | STP Fresh Air Fan-2 | 24500CFM/7.5KW | KW |  | AXCMC(A)1000-6/21-4 | 18097468 | 2018 | TOWER-C | B-3 | STP ROOM |  | CP/T-C/B3/STP/FAF-2
924 | STP Fresh Air Fan-3 | 24500CFM | CFM |  |  |  | 2018 | TOWER-C | B-3 | STP ROOM |  | CP/T-C/B3/STP/FAF-3
925 | STP Fresh Air Fan-4 | 24500CFM | CFM |  |  |  | 2018 | TOWER-C | B-3 | STP ROOM |  | CP/T-C/B3/STP/FAF-4
926 | Composter room Exhaust Air | 8000CFM | CFM |  |  |  | 2018 | TOWER-C | B-2 | COMPOSDER ROOM |  | CP/T-C/B2/CPDR/EXF
927 | Composter room Fire Fresh Air | 8000CFM | CFM |  |  |  | 2018 | TOWER-C | B-2 | COMPOSDER ROOM |  | CP/T-C/B2/CPDR/FAF
928 | LT Panel Room Exhaust Air | 9500CFM | CFM |  |  |  | 2018 | TOWER-C | B-1 | LT ROOM |  | CP/T-C/B1/LTPNL/EXF
929 | LT Panel Room Fresh Air | 9500CFM | CFM |  |  |  | 2018 | TOWER-C | B-1 | LT ROOM |  | CP/T-C/B1/LTPNL/FAF
930 | Transformer & RMU Room Exhaust Air | 7500CFM | CFM |  |  |  | 2018 | TOWER-C | B-1 | TRANSFORMER ROOM |  | CP/T-C/B1/TRF&RMU/EXF
931 | Transformer & RMU Room Fresh Air | 7500CFM | CFM |  |  |  | 2018 | TOWER-C | B-1 | TRANSFORMER ROOM |  | CP/T-C/B1/TRF&RMU/FAF
932 | Waste Room Exhaust Air | 8000CFM | CFM |  |  |  | 2018 | TOWER-C | B-2 | GARBAGE ROOM |  | CP/T-C/B-2/GRB/EXF
933 | Waste Room Fresh Air | 8000CFM | CFM |  |  |  | 2018 | TOWER-C | B-2 | GARBAGE ROOM |  | CP/T-C/B-2/GRB/FAF
934 | Rain Water Tank Room Fresh Air | 9500CFM | CFM |  |  |  | 2018 | TOWER-C | B-2 | RAIN WATER TANK ROOM |  | CP/T-C/B2/RWT/FAF
935 | Rain Water Tank Room Exhaust Air | 9500CFM | CFM |  |  |  | 2018 | TOWER-C | B-2 | RAIN WATER TANK ROOM |  | CP/T-C/B2/RWT/EXF
936 | Fire Escape Staircase Pressurization Fan-1 | 14000CFM | CFM |  |  |  | 2018 | TOWER-C | TERRACE | TERRACE |  | CP/T-C/TERRACE/ST/FEST/PR-1
937 | Fire Escape Staircase Pressurization Fan-2 | 14000CFM | CFM |  |  |  | 2018 | TOWER-C |  | TERRACE |  | CP/T-C/TERRACE/ST/FEST/PR-2
938 | Periphery Staircase Pressurization Fan-1 | 29500CFM | CFM |  |  |  | 2018 | TOWER-C |  | TERRACE |  | CP/T-C/TERRACE/PSTPF-1
939 | Periphery Staircase Pressurization Fan-2 | 29500CFM | CFM |  |  |  | 2018 | TOWER-C |  | TERRACE |  | CP/T-C/TERRACE/PSTPF-2
940 | Periphery Staircase Pressurization Fan-3 | 29500CFM | CFM |  |  |  | 2018 | TOWER-C |  | TERRACE |  | CP/T-C/TERRACE/PSTPF-3
941 | Shuttle Lift Well Pressurization Fan-1 | 11200CFM | CFM |  |  |  | 2018 | TOWER-C | TOWER-C,B-1 | N/A |  | CP/T-C/B1/SLLPF-1
942 | Shuttle Lift Well Pressurization Fan-2 | 11200CFM | CFM |  |  |  | 2018 | TOWER-C | TOWER-C,B-1 | N/A |  | CP/T-C/B1/SLLPF-2
943 | Shuttle Lift Well Pressurization Fan-3 | 11200CFM | CFM |  |  |  | 2018 | TOWER-C | TOWER-C,B-1 | N/A |  | CP/T-C/B1/SLLPF-3
944 | Shuttle Lift Well Pressurization Fan-4 | 11200CFM | CFM |  |  |  | 2018 | TOWER-C | TOWER-C,B-1 | N/A |  | CP/T-C/B1/SLLPF-4
945 | Shuttle Lift Well Pressurization Fan-5 | 11200CFM | CFM |  |  |  | 2018 | TOWER-C | TOWER-C,B-1 | N/A |  | CP/T-C/B1/SLLPF-5
946 | Shuttle Lift Well Pressurization Fan-6 | 11200CFM | CFM |  |  |  | 2018 | TOWER-C | TOWER-C,B-1 | N/A |  | CP/T-C/B1/SLLPF-6
947 | Fire Lobby Pressurization | 3300CFM | CFM |  |  |  | 2018 | TOWER-C | B-1 | Basement-1 |  | CP/T-B/TERRACE/FLLPF-1
948 | Solar hot water system Tower A.B & C terrace | [5 empty] | 2018 | TOWER-C
949 | Office -1 HRU | 32000 | CFM | Edgetech | ETU-350HRU | 18-19HRU04317 | 2019 | TOWER-A | TERRACE | N/A |  | CP/T-A/TERRACE/HRU-1
950 | Office -2 HRU | 21700 | CFM | Edgetech | ETU-250HRU | 18-19HRU04319 | 2019 | TOWER-A | TERRACE | N/A |  | CP/T-A/TERRACE/HRU-2
951 | Office -3 HRU | 27200 | CFM | Edgetech | ETU-300HRU | 18-19HRU04318 | 2019 | TOWER-A | TERRACE | N/A |  | CP/T-A/TERRACE/HRU-3
952 | Office -4 HRU | 35700 | CFM | Edgetech | ETU-350HRU | 18-19HRU04320 | 2019 | TOWER-A | TERRACE | N/A |  | CP/T-A/TERRACE/HRU-4
953 | Office -1 HRU-1 | 14750 | CFM | Edgetech | ETU-200 HRU | 1819HW06082 | 2019 | TOWER-B | TERRACE | N/A |  | CP/T-B/TERRACE/OFFI-1/HRU-1
954 | Office -1 HRU-2 | 15500 | CFM | Edgetech | ETU-200 HRU | 1819HW06083 | 2019 | TOWER-B | TERRACE | N/A |  | CP/T-B/TERRACE/OFFI-1/HRU-2
955 | Office -2 HRU-1 | 14750 | CFM | Edgetech | ETU-200 HRU | 1819HW06081 | 2019 | TOWER-B | TERRACE | N/A |  | CP/T-B/TERRACE/OFFI-2/HRU-1
956 | Office -2 HRU-2 | 15500 | CFM | Edgetech | ETU-200 HRU | 1819HW06084 | 2019 | TOWER-B | TERRACE | N/A |  | CP/T-B/TERRACE/OFFI-2/HRU-2
957 | Office -3 HRU-1 | 15500 | CFM | Edgetech | ETU-200 HRU | 1819HW06089 | 2019 | TOWER-B | TERRACE | N/A |  | CP/T-B/TERRACE/OFFI-3/HRU-1
958 | Office -3 HRU-2 | 15500 | CFM | Edgetech | ETU-200 HRU | 1819HW06090 | 2019 | TOWER-B | TERRACE | N/A |  | CP/T-B/TERRACE/OFFI-3/HRU-2
959 | Office -4 HRU-1 | 15400 | CFM | Edgetech | ETU-200 HRU | 1819HW06086 | 2019 | TOWER-B | TERRACE | N/A |  | CP/T-B/TERRACE/OFFI-4/HRU-1
960 | Office -4 HRU-2 | 15400 | CFM | Edgetech | ETU-200 HRU | 1819HW06085 | 2019 | TOWER-B | TERRACE | N/A |  | CP/T-B/TERRACE/OFFI-4/HRU-1
961 | Office -1 HRU | 15500 | CFM | Edgetech |  | 1819HW06087 | 2019 | TOWER-C | TERRACE | N/A |  | CP/T-C/TERRACE/HRU-1
962 | Office -2 HRU | 14750 | CFM | Edgetech |  | 1819HW06088 | 2019 | TOWER-C | TERRACE | N/A |  | CP/T-C/TERRACE/HRU-2
963 | Office -3 HRU | 15500 | CFM | Edgetech |  | 1819HW06094 | 2019 | TOWER-C | TERRACE | N/A |  | CP/T-C/TERRACE/HRU-3
964 | Office -4 HRU | 15500 | CFM | Edgetech |  | 1819HW06093 | 2019 | TOWER-C | TERRACE | N/A |  | CP/T-C/TERRACE/HRU-4
965 | Office -5 HRU | 15500 | CFM | Edgetech |  | 1819HW06092 | 2019 | TOWER-C | TERRACE | N/A |  | CP/T-C/TERRACE/HRU-5
966 | Office -6 HRU | 15400 | CFM | Edgetech |  | 1819HW06091 | 2019 | TOWER-C | TERRACE | N/A |  | CP/T-C/TERRACE/HRU-6
967 | Office -7 HRU | 15400 | CFM | Edgetech |  | 1819HW06080 | 2019 | TOWER-C | TERRACE | N/A |  | CP/T-C/TERRACE/HRU-7
968 | Office -8 HRU | 14750 | CFM | Edgetech |  | 1819HW06079 | 2019 | TOWER-C | TERRACE | N/A |  | CP/T-C/TERRACE/HRU-8
969 | Floor Mounting AHU | 18000 CFM 7.5KW/10HP | CFM | Edgetech |  |  | 2018 | TOWER-A | 1st floor | AHU ROOM |  | CP/T-A/FL1/AHU-1
970 | Floor Mounting AHU | 15000 CFM 5.5KW/7.5 | CFM | Edgetech |  |  | 2018 | TOWER-A | 1st floor | AHU ROOM |  | CP/T-A/FL1/AHU-2
971 | Floor Mounting AHU | 15000 CFM 5.5KW/7.5 | CFM | Edgetech |  |  | 2018 | TOWER-A | 1st floor | AHU ROOM |  | CP/T-A/FL1/AHU-3
972 | Floor Mounting AHU | 15000 CFM 5.5KW/7.5 | CFM | Edgetech |  |  | 2018 | TOWER-A | 1st floor | AHU ROOM |  | CP/T-A/FL1/AHU-3
973 | Floor Mounting AHU | 27764CFM 15KW/20HP | CFM | Edgetech |  |  | 2018 | TOWER-A | 2nd floor,Office-1 | AHU ROOM |  | CP/T-A/FL2/AHU-1
974 | Floor Mounting AHU | 20829CFM 11KW/15HP | CFM | Edgetech |  |  | 2018 | TOWER-A | 2nd floor,Office-2 | AHU ROOM |  | CP/T-A/FL2/AHU-2
975 | Floor Mounting AHU | 21286CFM 11KW/15HP | CFM | Edgetech |  |  | 2018 | TOWER-A | 2nd floor,Office-3 | AHU ROOM |  | CP/T-A/FL2/AHU-3
976 | Floor Mounting AHU | 28415CFM 15KW/20HP | CFM | Edgetech |  |  | 2018 | TOWER-A | 2nd floor,Office-4 | AHU ROOM |  | CP/T-A/FL2/AHU-4
977 | Floor Mounting AHU | 27764CFM 15KW/20HP | CFM | Edgetech |  |  | 2018 | TOWER-A | 3rd floor,Office-1 | AHU ROOM |  | CP/T-A/FL3/AHU-1
978 | Floor Mounting AHU | 20829CFM 11KW/15HP | CFM | Edgetech |  |  | 2018 | TOWER-A | 3rd floor,Office-2 | AHU ROOM |  | CP/T-A/FL3/AHU-2
979 | Floor Mounting AHU | 21226CFM 11KW/15HP | CFM | Edgetech |  |  | 2018 | TOWER-A | 3rd floor,Office-3 | AHU ROOM |  | CP/T-A/FL3/AHU-3
980 | Floor Mounting AHU | 28415CFM 15KW/20HP | CFM | Edgetech |  |  | 2018 | TOWER-A | 3rd floor,Office-4 | AHU ROOM |  | CP/T-A/FL3/AHU-4
981 | Floor Mounting AHU | 27764CFM 15KW/20HP | CFM | Edgetech |  |  | 2018 | TOWER-A | 4th floor,Office-1 | AHU ROOM |  | CP/T-A/FL4/AHU-1
982 | Floor Mounting AHU | 20829CFM 11KW/15HP | CFM | Edgetech |  |  | 2018 | TOWER-A | 4th floor,Office-2 | AHU ROOM |  | CP/T-A/FL4/AHU-2
983 | Floor Mounting AHU | 21226CFM 11KW/15HP | CFM | Edgetech |  |  | 2018 | TOWER-A | 4thfloor,Office-3 | AHU ROOM |  | CP/T-A/FL4/AHU-3
984 | Floor Mounting AHU | 28415CFM 15KW/20HP | CFM | Edgetech |  |  | 2018 | TOWER-A | 4th floor,Office-4 | AHU ROOM |  | CP/T-A/FL4/AHU-4
985 | Floor Mounting AHU | 27885CFM 15KW/20HP | CFM | Edgetech |  |  | 2018 | TOWER-A | 5th floor,Office-1 | AHU ROOM |  | CP/T-A/FL5/AHU-1
986 | Floor Mounting AHU | 20859CFM 11KW/15HP | CFM | Edgetech |  |  | 2018 | TOWER-A | 5th floor,Office-2 | AHU ROOM |  | CP/T-A/FL5/AHU-2
987 | Floor Mounting AHU | 21286CFM 11KW/15HP | CFM | Edgetech |  |  | 2018 | TOWER-A | 5thfloor,Office-3 | AHU ROOM |  | CP/T-A/FL5/AHU-3
988 | Floor Mounting AHU | 28415CFM 15KW/20HP | CFM | Edgetech |  |  | 2018 | TOWER-A | 5th floor,Office-4 | AHU ROOM |  | CP/T-A/FL5/AHU-4
989 | Floor Mounting AHU | 22551CFM 11KW/15HP | CFM | Edgetech |  |  | 2018 | TOWER-A | 6th floor,Office-1 | AHU ROOM |  | CP/T-A/FL6/AHU-1
990 | Floor Mounting AHU | 19375CFM 11KW/15HP | CFM | Edgetech |  |  | 2018 | TOWER-A | 6th floor,Office-2 | AHU ROOM |  | CP/T-A/FL6/AHU-2
991 | Floor Mounting AHU | 21286CFM 11KW/15HP | CFM | Edgetech |  |  | 2018 | TOWER-A | 6thfloor,Office-3 | AHU ROOM |  | CP/T-A/FL6/AHU-3
992 | Floor Mounting AHU | 28415CFM 15KW/20HP | CFM | Edgetech |  |  | 2018 | TOWER-A | 6th floor,Office-4 | AHU ROOM |  | CP/T-A/FL6/AHU-4
993 | Floor Mounting AHU | 27764CFM 15KW/20HP | CFM | Edgetech |  |  | 2018 | TOWER-A | 7th floor,Office-1 | AHU ROOM |  | CP/T-A/FL7/AHU-1
994 | Floor Mounting AHU | 20829CFM 11KW/15HP | CFM | Edgetech |  |  | 2018 | TOWER-A | 7th floor,Office-2 | AHU ROOM |  | CP/T-A/FL7/AHU-2
995 | Floor Mounting AHU | 21226CFM 11KW/15HP | CFM | Edgetech |  |  | 2018 | TOWER-A | 7thfloor,Office-3 | AHU ROOM |  | CP/T-A/FL7/AHU-3
996 | Floor Mounting AHU | 28415CFM 15KW/20HP | CFM | Edgetech |  |  | 2018 | TOWER-A | 7th floor,Office-4 | AHU ROOM |  | CP/T-A/FL7/AHU-4
997 | Floor Mounting AHU | 28388CFM 15KW/20HP | CFM | Edgetech |  |  | 2018 | TOWER-A | 8th floor,Office-1 | AHU ROOM |  | CP/T-A/FL8/AHU-1
998 | Floor Mounting AHU | 20667CFM 11KW/15HP | CFM | Edgetech |  |  | 2018 | TOWER-A | 8th floor,Office-2 | AHU ROOM |  | CP/T-A/FL8/AHU-2
999 | Floor Mounting AHU | 21124CFM 11KW/15HP | CFM | Edgetech |  |  | 2018 | TOWER-A | 8thfloor,Office-3 | AHU ROOM |  | CP/T-A/FL8/AHU-3
1000 | Floor Mounting AHU | 29051CFM 15KW/20HP | CFM | Edgetech |  |  | 2018 | TOWER-A | 8th floor,Office-4 | AHU ROOM |  | CP/T-A/FL8/AHU-4
1001 | Floor Mounting AHU | 28623CFM 15KW/20HP | CFM | Edgetech |  |  | 2018 | TOWER-A | 9th floor,Office-1 | AHU ROOM |  | CP/T-A/FL9/AHU-1
1002 | Floor Mounting AHU | 21047CFM 11KW/15HP | CFM | Edgetech |  |  | 2018 | TOWER-A | 9th floor,Office-2 | AHU ROOM |  | CP/T-A/FL9/AHU-2
1003 | Floor Mounting AHU | 21418CFM 11KW/15HP | CFM | Edgetech |  |  | 2018 | TOWER-A | 9thfloor,Office-3 | AHU ROOM |  | CP/T-A/FL9/AHU-3
1004 | Floor Mounting AHU | 29015CFM 15KW/20HP | CFM | Edgetech |  |  | 2018 | TOWER-A | 9th floor,Office-4 | AHU ROOM |  | CP/T-A/FL9/AHU-4
1005 | Floor Mounting AHU | 29200CFM 15KW/20HP | CFM | Edgetech |  |  | 2018 | TOWER-A | 10th floor,Office-1 | AHU ROOM |  | CP/T-A/FL10/AHU-1
1006 | Floor Mounting AHU | 18616CFM 11KW/15HP | CFM | Edgetech |  |  | 2018 | TOWER-A | 10th floor,Office-2 | AHU ROOM |  | CP/T-A/FL10/AHU-2
1007 | Floor Mounting AHU | 21927CFM 11KW/15HP | CFM | Edgetech |  |  | 2018 | TOWER-A | 10thfloor,Office-3 | AHU ROOM |  | CP/T-A/FL10/AHU-3
1008 | Floor Mounting AHU | 29684CFM 15KW/20HP | CFM | Edgetech |  |  | 2018 | TOWER-A | 10th floor,Office-4 | AHU ROOM |  | CP/T-A/FL10/AHU-4
1009 | Floor Mounting AHU | 29200CFM 15KW/20HP | CFM | Edgetech |  |  | 2018 | TOWER-A | 11th floor,Office-1 | AHU ROOM |  | CP/T-A/FL11/AHU-1
1010 | Floor Mounting AHU | 18616CFM 11KW/15HP | CFM | Edgetech |  |  | 2018 | TOWER-A | 11th floor,Office-2 | AHU ROOM |  | CP/T-A/FL11/AHU-2
1011 | Floor Mounting AHU | 21927CFM 11KW/15HP | CFM | Edgetech |  |  | 2018 | TOWER-A | 11thfloor,Office-3 | AHU ROOM |  | CP/T-A/FL11/AHU-3
1012 | Floor Mounting AHU | 29684CFM 15KW/20HP | CFM | Edgetech |  |  | 2018 | TOWER-A | 11th floor,Office-4 | AHU ROOM |  | CP/T-A/FL11/AHU-4
1013 | CSAHU | 1800CFM | CFM | Edgetech |  |  | 2018 | TOWER-A | 1st floor, East Side | LIFT LOBBY |  | CP/T-A/FL-1/ES/LFTL/CSAHU-1
1014 | CSAHU | 1800CFM | CFM | Edgetech |  |  | 2018 | TOWER-A | 2nd floor, East Side | LIFT LOBBY |  | CP/T-A/FL-2/ES/LFTL/CSAHU-1
1015 | CSAHU | 1800CFM | CFM | Edgetech |  |  | 2018 | TOWER-A | 2nd floor, West Side | LIFT LOBBY |  | CP/T-A/FL-2/WS/LFTL/CSAHU-2
1016 | CSAHU | 1800CFM | CFM | Edgetech |  |  | 2018 | TOWER-A | 3rd floor,East Side | LIFT LOBBY |  | CP/T-A/FL-3/ES/LFTL/CSAHU-2
1017 | CSAHU | 1800CFM | CFM | Edgetech |  |  | 2018 | TOWER-A | 3rd floor, West Side | LIFT LOBBY |  | CP/T-A/FL-3/WS/LFTL/CSAHU-3
1018 | CSAHU | 1800CFM | CFM | Edgetech |  |  | 2018 | TOWER-A | 4th floor,East Side | LIFT LOBBY |  | CP/T-A/FL-4/ES/LFTL/CSAHU-1
1019 | CSAHU | 1800CFM | CFM | Edgetech |  |  | 2018 | TOWER-A | 4th floor,West Side | LIFT LOBBY |  | CP/T-A/FL-4/ES/LFTL/CSAHU-2
1020 | CSAHU | 1800CFM | CFM | Edgetech |  |  | 2018 | TOWER-A | 5th floor,East Side | LIFT LOBBY |  | CP/T-A/FL-5/ES/LFTL/CSAHU-1
1021 | CSAHU | 1800CFM | CFM | Edgetech |  |  | 2018 | TOWER-A | 5th floor,West Side | LIFT LOBBY |  | CP/T-A/FL-5/ES/LFTL/CSAHU-2
1022 | CSAHU | 1800CFM | CFM | Edgetech |  |  | 2018 | TOWER-A | 6th floor,East Side | LIFT LOBBY |  | CP/T-A/FL-6/ES/LFTL/CSAHU-1
1023 | CSAHU | 1800CFM | CFM | Edgetech |  |  | 2018 | TOWER-A | 6th floor,West Side | LIFT LOBBY |  | CP/T-A/FL-6/ES/LFTL/CSAHU-2
1024 | CSAHU | 1800CFM | CFM | Edgetech |  |  | 2018 | TOWER-A | 7th floor,East Side | LIFT LOBBY |  | CP/T-A/FL-7/ES/LFTL/CSAHU-1
1025 | CSAHU | 1800CFM | CFM | Edgetech |  |  | 2018 | TOWER-A | 7th floor,West Side | LIFT LOBBY |  | CP/T-A/FL-7/ES/LFTL/CSAHU-2
1026 | CSAHU | 1800CFM | CFM | Edgetech |  |  | 2018 | TOWER-A | 8th floor,East Side | LIFT LOBBY |  | CP/T-A/FL-8/ES/LFTL/CSAHU-1
1027 | CSAHU | 1800CFM | CFM | Edgetech |  |  | 2018 | TOWER-A | 8th floor,West Side | LIFT LOBBY |  | CP/T-A/FL-8/ES/LFTL/CSAHU-2
1028 | CSAHU | 1800CFM | CFM | Edgetech |  |  | 2018 | TOWER-A | 9th floor,East Side | LIFT LOBBY |  | CP/T-A/FL-9/ES/LFTL/CSAHU-1
1029 | CSAHU | 1800CFM | CFM | Edgetech |  |  | 2018 | TOWER-A | 9th floor,West Side | LIFT LOBBY |  | CP/T-A/FL-9/WS/LFTL/CSAHU-2
1030 | CSAHU | 1800CFM | CFM | Edgetech |  |  | 2018 | TOWER-A | 10th floor,East Side | LIFT LOBBY |  | CP/T-A/FL-10/ES/LFTL/CSAHU-1
1031 | CSAHU | 1800CFM | CFM | Edgetech |  |  | 2018 | TOWER-A | 10th floor,West Side | LIFT LOBBY |  | CP/T-A/FL-10/ES/LFTL/CSAHU-2
1032 | CSAHU | 1800CFM | CFM | Edgetech |  |  | 2018 | TOWER-A | 11th floor,East Side | LIFT LOBBY |  | CP/T-A/FL-11/ES/LFTL/CSAHU-1
1033 | CSAHU | 1800CFM | CFM | Edgetech |  |  | 2018 | TOWER-A | 11th floor,West Side | LIFT LOBBY |  | CP/T-A/FL-11/ES/LFTL/CSAHU-2
1034 | CSAHU | 3200CFM | CFM | Edgetech |  |  | 2018 | TOWER-A | B-1 | Tower-A,B-1 CCTV Room |  | CP/T-A/B1/CSAHU
1035 | CSAHU | 3200CFM | CFM | Edgetech |  |  | 2018 | TOWER-A | B-1 | Tower-A,B-1 BMS Room |  | CP/T-A/B1/CSAHU
1036 | CSAHU | 3200CFM | CFM | Edgetech |  |  | 2018 | TOWER-A | B-1 | Tower-A,B-1 Lunch Room |  | CP/T-A/B1/CSAHU
1037 | CSAHU | 1400CFM | CFM | Edgetech |  |  | 2018 | TOWER-A | B-1 | Tower-A,B-1 BMS Room |  | CP/T-A/B1/CSAHU
1038 | CSAHU | 1400CFM | CFM | Edgetech |  |  | 2018 | TOWER-A | B-1 | B-1 UPS Room Tower-A |  | CP/T-A/B1/CSAHU
1039 | CSAHU | 1400CFM | CFM | Edgetech |  |  | 2018 | TOWER-A | B-3 | Driver room Tower-A Basement-3 |  | CP/T-A/B1/CSAHU
1040 | CSAHU | 1400CFM | CFM | Edgetech |  |  | 2018 | TOWER-A | GF | On the go Ground floor |  | CP/T-A/B1/CSAHU
1041 | CSAHU | 1400CFM | CFM | Edgetech |  |  | 2018 | TOWER-A | GF | Needs Ground floor |  | CP/T-A/B1/CSAHU
1042 | CSAHU | 1400CFM | CFM | Edgetech |  |  | 2018 | TOWER-A | GF | On the go Ground floor |  | CP/T-A/B1/CSAHU
1043 | CSAHU | 1400CFM | CFM | Edgetech |  |  | 2018 | TOWER-A | GF | Needs Ground floor |  | CP/T-A/B1/CSAHU
1044 | CSAHU | 1400CFM | CFM | Edgetech |  |  | 2018 | TOWER-A | GF | Medanta Ground floor |  | CP/T-A/B1/CSAHU
1045 | CSAHU | 1400CFM | CFM | Edgetech |  |  | 2018 | TOWER-A | GF | Looks saloon Ground floor |  | CP/T-A/B1/CSAHU
1046 | CSAHU | 1400CFM | CFM | Edgetech |  |  | 2018 | TOWER-A | GF | Honey & Dough Ground floor |  | CP/T-A/B1/CSAHU
1047 | CSAHU | 1400CFM | CFM | Edgetech |  |  | 2018 | TOWER-A | GF | Suger Spice Ground floor |  | CP/T-A/B1/CSAHU
1048 | CSAHU | 1400CFM | CFM | Edgetech |  |  | 2018 | TOWER-A | GF | Jatrre Ground floor |  | CP/T-A/B1/CSAHU
1049 | CSAHU | 1400CFM | CFM | Edgetech |  |  | 2018 | TOWER-A | GF | Gaurdini Ground floor |  | CP/T-A/B1/CSAHU
1050 | CSAHU | 1400CFM | CFM | Edgetech |  |  | 2018 | TOWER-A | GF | Klay school Ground floor |  | CP/T-A/B1/CSAHU
1051 | CSAHU | 1400CFM | CFM | Edgetech |  |  | 2018 | TOWER-A | GF | Star Bucks Ground floor |  | CP/T-A/B1/CSAHU
1052 | CSAHU | 1400CFM | CFM | Edgetech |  |  | 2018 | TOWER-A | GF | Chai point Ground floor |  | CP/T-A/B1/CSAHU
1053 | CSAHU | 1400CFM | CFM | Edgetech |  |  | 2018 | TOWER-A | GF | MU Ground floor |  | CP/T-A/B1/CSAHU
1054 | CSAHU | 1400CFM | CFM | Edgetech |  |  | 2018 | TOWER-A | GF | Chayose Ground floor |  | CP/T-A/B1/CSAHU
1055 | CSAHU | 1400CFM | CFM | Edgetech |  |  | 2018 | TOWER-A | GF | Fragnence Ground floor |  | CP/T-A/B1/CSAHU
1056 | CSAHU | 1400CFM | CFM | Edgetech |  |  | 2018 | TOWER-A | GF | Auditorium Ground floor |  | CP/T-A/B1/CSAHU
1057 | CSAHU | 1400CFM | CFM | Edgetech |  |  | 2018 | TOWER-A | GF | Auditorium Ground floor |  | CP/T-A/B1/CSAHU
1058 | CSAHU | 1400CFM | CFM | Edgetech |  |  | 2018 | TOWER-A | GF | Passenger lift lobby Tower A Gr. Floor |  | CP/T-A/B1/CSAHU
1059 | CSAHU | 1400CFM | CFM | Edgetech |  |  | 2018 | TOWER-A | GF | Passenger lift lobby Tower A Gr. Floor |  | CP/T-A/B1/CSAHU
1060 | Floor Mounting AHU | 15000 5.5KW/7.5HP | CFM | Edgetech |  | 19-20 FM 09676 | 2018 | TOWER-B | 1st floor | AHU ROOM |  | CP/T-B/FL1/AHU-1
1061 | Floor Mounting AHU | 18000 7.5KW/10HP | CFM | Edgetech |  | 19-20 FM 08200 | 2018 | TOWER-B | 1st floor | AHU ROOM |  | CP/T-B/FL1/AHU-2
1062 | Floor Mounting AHU | 25000 5.5KW/7.5HP | CFM | Edgetech |  | 19-20 FM 09679 | 2018 | TOWER-B | 1st floor | AHU ROOM |  | CP/T-B/FL1/AHU-3
1063 | Floor Mounting AHU | 15000 7.5KW/10HP | CFM | Edgetech |  | 19-20 FM 09675 | 2018 | TOWER-B | 1st floor | AHU ROOM |  | CP/T-B/FL1/AHU-4
1064 | Floor Mounting AHU | 10000 5.5KW/7.5HP | CFM | Edgetech |  | 19-20 FM 09684 | 2018 | TOWER-B | 1st floor | AHU ROOM |  | CP/T-B/FL1/AHU-5
1065 | Floor Mounting AHU | 15000 7.5KW/10HP | CFM | Edgetech |  | 19-20 FM 09683 | 2018 | TOWER-B | 1st floor | AHU ROOM |  | CP/T-B/FL1/AHU-6
1066 | Floor Mounting AHU | 15000 7.5KW/10HP | CFM | Edgetech |  | 19-20 FM 09691 | 2018 | TOWER-B | Ground floor | AHU ROOM |  | CP/T-B/GR/AHU-21
1067 | Floor Mounting AHU | 19809CFM 11KW/15HP | CFM | Edgetech | ETU-200H | 18-19-FM09176 | 2018 | TOWER-B | 2nd floor,Office-1 | AHU ROOM |  | CP/T-B/FL2/AHU-1
1068 | Floor Mounting AHU | 20210CFM 11KW/15HP | CFM | Edgetech | ETU-200H | 18-19-FM09177 | 2018 | TOWER-B | 2nd floor,Office-2 | AHU ROOM |  | CP/T-B/FL2/AHU-2
1069 | Floor Mounting AHU | 20803CFM 11KW/15HP | CFM | Edgetech | ETU-300H | 18-19-FM09179 | 2018 | TOWER-B | 2nd floor,Office-3 | AHU ROOM |  | CP/T-B/FL2/AHU-3
1070 | Floor Mounting AHU | 20372CFM 11KW/15HP | CFM | Edgetech | ETU-200H | 18-19-FM09178 | 2018 | TOWER-B | 2nd floor,Office-4 | AHU ROOM |  | CP/T-B/FL2/AHU-4
1071 | Floor Mounting AHU | 26307CFM 15KW/20HP | CFM | Edgetech | ETU-300H | 18-19-FM08624 | 2018 | TOWER-B | 3rd floor,Office-1 | AHU ROOM |  | CP/T-B/FL3/AHU-1
1072 | Floor Mounting AHU | 26406CFM 15KW/20HP | CFM | Edgetech | ETU-300H | 18-19-FM08625 | 2018 | TOWER-B | 3rd floor,Office-2 | AHU ROOM |  | CP/T-B/FL3/AHU-2
1073 | Floor Mounting AHU | 26994CFM 15KW/20HP | CFM | Edgetech | ETU-300H | 18-19-FM08626 | 2018 | TOWER-B | 3rd floor,Office-3 | AHU ROOM |  | CP/T-B/FL3/AHU-3
1074 | Floor Mounting AHU | 26865CFM 15KW/20HP | CFM | Edgetech | ETU-300H | 18-19-FM08561 | 2018 | TOWER-B | 3rd floor,Office-4 | AHU ROOM |  | CP/T-B/FL3/AHU-4
1075 | Floor Mounting AHU | 26307CFM 15KW/20HP | CFM | Edgetech | ETU-300H | 18-19-FM08552 | 2018 | TOWER-B | 4th floor,Office-1 | AHU ROOM |  | CP/T-B/FL4/AHU-1
1076 | Floor Mounting AHU | 26406CFM 15KW/20HP | CFM | Edgetech | ETU-300H | 18-19-FM08555 | 2018 | TOWER-B | 4th floor,Office-2 | AHU ROOM |  | CP/T-B/FL4/AHU-2
1077 | Floor Mounting AHU | 26994CFM 15KW/20HP | CFM | Edgetech | ETU-300H | 18-19-FM08564 | 2018 | TOWER-B | 4thfloor,Office-3 | AHU ROOM |  | CP/T-B/FL4/AHU-3
1078 | Floor Mounting AHU | 26865CFM 15KW/20HP | CFM | Edgetech | ETU-300H | 18-19-FM08560 | 2018 | TOWER-B | 4th floor,Office-4 | AHU ROOM |  | CP/T-B/FL4/AHU-4
1079 | Floor Mounting AHU | 26300CFM 15KW/20HP | CFM | Edgetech | ETU-300H | 18-19-FM | 2018 | TOWER-B | 5th floor,Office-1 | AHU ROOM |  | CP/T-B/FL5/AHU-1
1080 | Floor Mounting AHU | 26477CFM 15KW/20HP | CFM | Edgetech | ETU-300H | 18-19-FM | 2018 | TOWER-B | 5th floor,Office-2 | AHU ROOM |  | CP/T-B/FL5/AHU-2
1081 | Floor Mounting AHU | 26982CFM 15KW/20HP | CFM | Edgetech | ETU-300H | 18-19-FM | 2018 | TOWER-B | 5thfloor,Office-3 | AHU ROOM |  | CP/T-B/FL5/AHU-3
1082 | Floor Mounting AHU | 26796CFM 15KW/20HP | CFM | Edgetech | ETU-300H | 18-19-FM | 2018 | TOWER-B | 5th floor,Office-4 | AHU ROOM |  | CP/T-B/FL5/AHU-4
1083 | Floor Mounting AHU | 23080CFM 11KW/15HP | CFM | Edgetech | ETU-200H | 18-19-FM02434 | 2018 | TOWER-B | 6th floor,Office-1 | AHU ROOM |  | CP/T-B/FL6/AHU-1
1084 | Floor Mounting AHU | 23189CFM 11KW/15HP | CFM | Edgetech | ETU-200H | 18-19-FM | 2018 | TOWER-B | 6th floor,Office-2 | AHU ROOM |  | CP/T-B/FL6/AHU-2
1085 | Floor Mounting AHU | 26982CFM 15KW/20HP | CFM | Edgetech | ETU-300H | 18-19-FM02443 | 2018 | TOWER-B | 6thfloor,Office-3 | AHU ROOM |  | CP/T-B/FL6/AHU-3
1086 | Floor Mounting AHU | 26796CFM 15KW/20HP | CFM | Edgetech | ETU-300H | 18-19-FM02442 | 2018 | TOWER-B | 6th floor,Office-4 | AHU ROOM |  | CP/T-B/FL6/AHU-4
1087 | Floor Mounting AHU | 26307CFM 15KW/20HP | CFM | Edgetech | ETU-300H | 18-19-FM08553 | 2018 | TOWER-B | 7th floor,Office-1 | AHU ROOM |  | CP/T-B/FL7/AHU-1
1088 | Floor Mounting AHU | 26406CFM 15KW/20HP | CFM | Edgetech | ETU-300H | 18-19-FM08556 | 2018 | TOWER-B | 7th floor,Office-2 | AHU ROOM |  | CP/T-B/FL7/AHU-2
1089 | Floor Mounting AHU | 26994CFM 15KW/20HP | CFM | Edgetech | ETU-300H | 18-19-FM08565 | 2018 | TOWER-B | 7thfloor,Office-3 | AHU ROOM |  | CP/T-B/FL7/AHU-3
1090 | Floor Mounting AHU | 26865CFM 15KW/20HP | CFM | Edgetech | ETU-300H | 18-19-FM08562 | 2018 | TOWER-B | 7th floor,Office-4 | AHU ROOM |  | CP/T-B/FL7/AHU-4
1091 | Floor Mounting AHU | 26272CFM 15KW/20HP | CFM | Edgetech | ETU-300H | 18-19-FM | 2018 | TOWER-B | 8th floor,Office-1 | AHU ROOM |  | CP/T-B/FL8/AHU-1
1092 | Floor Mounting AHU | 26361CFM 15KW/20HP | CFM | Edgetech | ETU-300H | 18-19-FM | 2018 | TOWER-B | 8th floor,Office-2 | AHU ROOM |  | CP/T-B/FL8/AHU-2
1093 | Floor Mounting AHU | 26948CFM 15KW/20HP | CFM | Edgetech | ETU-300H | 18-19-FM | 2018 | TOWER-B | 8thfloor,Office-3 | AHU ROOM |  | CP/T-B/FL8/AHU-3
1094 | Floor Mounting AHU | 26838CFM 15KW/20HP | CFM | Edgetech | ETU-300H | 18-19-FM | 2018 | TOWER-B | 8th floor,Office-4 | AHU ROOM |  | CP/T-B/FL8/AHU-4
1095 | Floor Mounting AHU | 26311CFM 15KW/20HP | CFM | Edgetech | ETU-300H | 18-19-FM08870 | 2018 | TOWER-B | 9th floor,Office-1 | AHU ROOM |  | CP/T-B/FL9/AHU-1
1096 | Floor Mounting AHU | 26414CFM 15KW/20HP | CFM | Edgetech | ETU-300H | 18-19-FM08871 | 2018 | TOWER-B | 9th floor,Office-2 | AHU ROOM |  | CP/T-B/FL9/AHU-2
1097 | Floor Mounting AHU | 26913CFM 15KW/20HP | CFM | Edgetech | ETU-300H | 18-19-FM08873 | 2018 | TOWER-B | 9thfloor,Office-3 | AHU ROOM |  | CP/T-B/FL9/AHU-3
1098 | Floor Mounting AHU | 26803CFM 15KW/20HP | CFM | Edgetech | ETU-300H | 18-19-FM08872 | 2018 | TOWER-B | 9th floor,Office-4 | AHU ROOM |  | CP/T-B/FL9/AHU-4
1099 | Floor Mounting AHU | 23472CFM 11KW/15HP | CFM | Edgetech | ETU-200H | 18-19-FM02438 | 2018 | TOWER-B | 10th floor,Office-1 | AHU ROOM |  | CP/T-B/FL10/AHU-1
1100 | Floor Mounting AHU | 23566CFM 11KW/15HP | CFM | Edgetech | ETU-300H | 18-19-FM02440 | 2018 | TOWER-B | 10th floor,Office-2 | AHU ROOM |  | CP/T-B/FL10/AHU-2
1101 | Floor Mounting AHU | 27552CFM 15KW/20HP | CFM | Edgetech | ETU-300H | 18-19-FM02449 | 2018 | TOWER-B | 10thfloor,Office-3 | AHU ROOM |  | CP/T-B/FL10/AHU-3
1102 | Floor Mounting AHU | 27433CFM 15KW/20HP | CFM | Edgetech | ETU-300H | 18-19-FM02446 | 2018 | TOWER-B | 10th floor,Office-4 | AHU ROOM |  | CP/T-B/FL10/AHU-4
1103 | Floor Mounting AHU | 23472CFM 11KW/15HP | CFM | Edgetech | ETU-300H | 18-19-FM02437 | 2018 | TOWER-B | 11th floor,Office-1 | AHU ROOM |  | CP/T-B/FL11/AHU-1
1104 | Floor Mounting AHU | 23566CFM 11KW/15HP | CFM | Edgetech | ETU-300H | 18-19-FM02441 | 2018 | TOWER-B | 11th floor,Office-2 | AHU ROOM |  | CP/T-B/FL11/AHU-2
1105 | Floor Mounting AHU | 27552CFM 15KW/20HP | CFM | Edgetech | ETU-300H | 18-19-FM02448 | 2018 | TOWER-B | 11thfloor,Office-3 | AHU ROOM |  | CP/T-B/FL11/AHU-3
1106 | Floor Mounting AHU | 27433CFM 15KW/20HP | CFM | Edgetech | ETU-300H | 18-19-FM02445 | 2018 | TOWER-B | 11th floor,Office-4 | AHU ROOM |  | CP/T-B/FL11/AHU-4
1107 | Floor Mounting AHU | 23472CFM 11KW/15HP | CFM | Edgetech | ETU-300H | 18-19-FM2436 | 2018 | TOWER-B | 12th floor,Office-1 | AHU ROOM |  | CP/T-B/FL12/AHU-1
1108 | Floor Mounting AHU | 23566CFM 11KW/15HP | CFM | Edgetech | ETU-300H | 18-19-FM02439 | 2018 | TOWER-B | 12th floor,Office-2 | AHU ROOM |  | CP/T-B/FL12/AHU-2
1109 | Floor Mounting AHU | 27552CFM 15KW/20HP | CFM | Edgetech | ETU-300H | 18-19-FM02447 | 2018 | TOWER-B | 12thfloor,Office-3 | AHU ROOM |  | CP/T-B/FL12/AHU-3
1110 | Floor Mounting AHU | 27433CFM 15KW/20HP | CFM | Edgetech | ETU-300H | 18-19-FM02444 | 2018 | TOWER-B | 12th floor,Office-4 | AHU ROOM |  | CP/T-B/FL12/AHU-4
1111 | CSAHU | 1800CFM | CFM | Edgetech |  | DM505LXX12 | 2018 | TOWER-B | 2nd floor, East Side | LIFT LOBBY |  | CP/T-B/FL-2/ES/LFTL/CSAHU-1
1112 | CSAHU | 1800CFM | CFM | Edgetech |  |  | 2018 | TOWER-B | 2nd floor, West Side | LIFT LOBBY |  | CP/T-B/FL-2/WS/LFTL/CSAHU-2
1113 | CSAHU | 1800CFM | CFM | Edgetech |  |  | 2018 | TOWER-B | 3rd floor,East Side | LIFT LOBBY |  | CP/T-B/FL-3/ES/LFTL/CSAHU-1
1114 | CSAHU | 1800CFM | CFM | Edgetech |  |  | 2018 | TOWER-B | 3rd floor, West Side | LIFT LOBBY |  | CP/T-B/FL-3/WS/LFTL/CSAHU-2
1115 | CSAHU | 1800CFM | CFM | Edgetech |  |  | 2018 | TOWER-B | 4th floor,East Side | LIFT LOBBY |  | CP/T-B/FL-4/ES/LFTL/CSAHU-1
1116 | CSAHU | 1800CFM | CFM | Edgetech |  |  | 2018 | TOWER-B | 4th floor,West Side | LIFT LOBBY |  | CP/T-B/FL-4/WS/LFTL/CSAHU-2
1117 | CSAHU | 1800CFM | CFM | Edgetech |  |  | 2018 | TOWER-B | 5th floor,East Side | LIFT LOBBY |  | CP/T-B/FL-5/ES/LFTL/CSAHU-1
1118 | CSAHU | 1800CFM | CFM | Edgetech |  |  | 2018 | TOWER-B | 5th floor,West Side | LIFT LOBBY |  | CP/T-B/FL-5/WS/LFTL/CSAHU-2
1119 | CSAHU | 1800CFM | CFM | Edgetech |  |  | 2018 | TOWER-B | 6th floor,East Side | LIFT LOBBY |  | CP/T-B/FL-6/ES/LFTL/CSAHU-1
1120 | CSAHU | 1800CFM | CFM | Edgetech |  |  | 2018 | TOWER-B | 6th floor,West Side | LIFT LOBBY |  | CP/T-B/FL-6/WS/LFTL/CSAHU-2
1121 | CSAHU | 1800CFM | CFM | Edgetech |  |  | 2018 | TOWER-B | 7th floor,East Side | LIFT LOBBY |  | CP/T-B/FL-7/ES/LFTL/CSAHU-1
1122 | CSAHU | 1800CFM | CFM | Edgetech |  |  | 2018 | TOWER-B | 7th floor,West Side | LIFT LOBBY |  | CP/T-B/FL-7/WS/LFTL/CSAHU-2
1123 | CSAHU | 1800CFM | CFM | Edgetech |  |  | 2018 | TOWER-B | 8th floor,East Side | LIFT LOBBY |  | CP/T-B/FL-8/ES/LFTL/CSAHU-1
1124 | CSAHU | 1800CFM | CFM | Edgetech |  |  | 2018 | TOWER-B | 8th floor,West Side | LIFT LOBBY |  | CP/T-B/FL-8/WS/LFTL/CSAHU-2
1125 | CSAHU | 1800CFM | CFM | Edgetech |  |  | 2018 | TOWER-B | 9th floor,East Side | LIFT LOBBY |  | CP/T-B/FL-9/ES/LFTL/CSAHU-1
1126 | CSAHU | 1800CFM | CFM | Edgetech |  |  | 2018 | TOWER-B | 9th floor,West Side | LIFT LOBBY |  | CP/T-B/FL-9/WS/LFTL/CSAHU-2
1127 | CSAHU | 1800CFM | CFM | Edgetech |  |  | 2018 | TOWER-B | 10th floor,East Side | LIFT LOBBY |  | CP/T-B/FL-10/ES/LFTL/CSAHU-1
1128 | CSAHU | 1800CFM | CFM | Edgetech |  |  | 2018 | TOWER-B | 10th floor,West Side | LIFT LOBBY |  | CP/T-B/FL-10/WS/LFTL/CSAHU-2
1129 | CSAHU | 1800CFM | CFM | Edgetech |  |  | 2018 | TOWER-B | 11th floor,East Side | LIFT LOBBY |  | CP/T-B/FL-11/ES/LFTL/CSAHU-1
1130 | CSAHU | 1800CFM | CFM | Edgetech |  |  | 2018 | TOWER-B | 11th floor,West Side | LIFT LOBBY |  | CP/T-B/FL-11/WS/LFTL/CSAHU-2
1131 | CSAHU | 1800CFM | CFM | Edgetech |  |  | 2018 | TOWER-B | 12th floor,East Side | LIFT LOBBY |  | CP/T-B/FL-12/ES/LFTL/CSAHU-1
1132 | CSAHU | 1800CFM | CFM | Edgetech |  |  | 2018 | TOWER-B | 12th floor,West Side | LIFT LOBBY |  | CP/T-B/FL-12/WS/LFTL/CSAHU-2
1133 | CSAHU | 1800CFM | CFM | Edgetech |  |  | 2018 | TOWER-B | B-1 | UPS Room Tower-B |  | CP/T-B/B-1/WS/UPS/CSAHU-1
1134 | CSAHU | 1800CFM | CFM | Edgetech |  |  | 2018 | TOWER-B | B-1 | UPS Room Tower-B |  | CP/T-B/B-1/WS/UPS/CSAHU-2
1135 | CSAHU | 1800CFM | CFM | Edgetech |  |  | 2018 | TOWER-B | B-1 | IBS Room tower-B Basement-1 |  | CP/T-B/B-1/WS/IBS/CSAHU-1
1136 | CSAHU | 1800CFM | CFM | Edgetech |  |  | 2018 | TOWER-B | B-1 | IBS Room tower-B Basement-1 |  | CP/T-B/B-1/WS/IBS/CSAHU-2
1137 | CSAHU | 1800CFM | CFM | Edgetech |  |  | 2018 | TOWER-B | B-1 | Male Locker room tower-B basement-1 |  | CP/T-B/B-1/WS/D:/CSAHU-1
1138 | CSAHU | 1800CFM | CFM | Edgetech |  |  | 2018 | TOWER-B | B-1 | Female locker room tower B basement-1 |  | CP/T-B/B-1/WS/DL/CSAHU-2
1139 | CSAHU | 1800CFM | CFM | Edgetech |  |  | 2018 | TOWER-B | GF | Passenger lift lobby Tower B Gr. Floor |  | CP/T-B/GR/WS/Lift/CSAHU-1
1140 | CSAHU | 1800CFM | CFM | Edgetech |  |  | 2018 | TOWER-B | GF | Passenger lift lobby Tower B Gr. Floor |  | CP/T-B/GR/WS/Lift/CSAHU-2
1141 | CSAHU | 1800CFM | CFM | Edgetech |  |  | 2018 | TOWER-B | 1st | Passenger lift lobby Tower B 1st floor |  | CP/T-B/FL-1st/WS/Lift/CSAHU-3
1142 | Floor Mounting AHU | 18000 7.5KW/10HP | CFM | Edgetech |  |  | 2018 | TOWER-C | 1st floor | AHU ROOM |  | CP/T-C/FL1/AHU-1
1143 | Floor Mounting AHU | 28415 15KW/20HP | CFM | Edgetech |  | 17-18 FM 09630 | 2018 | TOWER-C | 1st floor | AHU ROOM |  | CP/T-C/FL1/AHU-2
1144 | Floor Mounting AHU | 15000 7.5KW/10HP | CFM | Edgetech |  | 17-18 FM 09632 | 2018 | TOWER-C | 1st floor | AHU ROOM |  | CP/T-C/FL1/AHU-2
1145 | Floor Mounting AHU | 20829CFM 11KW/15HP | CFM | Edgetech | ETU-200H | 18-19-FM08619 | 2018 | TOWER-C | 2nd floor,Office-1 | AHU ROOM |  | CP/T-C/FL2/AHU-1
1146 | Floor Mounting AHU | 27764CFM 15KW/20HP | CFM | Edgetech | ETU-200H | 18-19-FM | 2018 | TOWER-C | 2nd floor,Office-2 | AHU ROOM |  | CP/T-C/FL2/AHU-2
1147 | Floor Mounting AHU | 28415CFM 15KW/20HP | CFM | Edgetech | ETU-300H | 18-19-FM | 2018 | TOWER-C | 2nd floor,Office-3 | AHU ROOM |  | CP/T-C/FL2/AHU-3
1148 | Floor Mounting AHU | 21286CFM 11KW/15HP | CFM | Edgetech | ETU-200H | 18-19-FM98622 | 2018 | TOWER-C | 2nd floor,Office-4 | AHU ROOM |  | CP/T-C/FL2/AHU-4
1149 | Floor Mounting AHU | 20829CFM 11KW/15HP | CFM | Edgetech | ETU-200H | 18-19-FM08620 | 2018 | TOWER-C | 3rd floor,Office-1 | AHU ROOM |  | CP/T-C/FL3/AHU-1
1150 | Floor Mounting AHU | 27764CFM 15KW/20HP | CFM | Edgetech | ETU-300H | 18-19-FM08566 | 2018 | TOWER-C | 3rd floor,Office-2 | AHU ROOM |  | CP/T-C/FL3/AHU-2
1151 | Floor Mounting AHU | 28415CFM 15KW/20HP | CFM | Edgetech | ETU-300H | 18-19-FM08631 | 2018 | TOWER-C | 3rd floor,Office-3 | AHU ROOM |  | CP/T-C/FL3/AHU-3
1152 | Floor Mounting AHU | 21286CFM 11KW/15HP | CFM | Edgetech | ETU-200H | 18-19-FM08623 | 2018 | TOWER-C | 3rd floor,Office-4 | AHU ROOM |  | CP/T-C/FL3/AHU-4
1153 | Floor Mounting AHU | 20829CFM 11KW/15HP | CFM | Edgetech | ETU-200H | 18-19-FM08535 | 2018 | TOWER-C | 4th floor,Office-1 | AHU ROOM |  | CP/T-C/FL4/AHU-1
1154 | Floor Mounting AHU | 27764CFM 15KW/20HP | CFM | Edgetech | ETU-300H | 18-19-FM09881 | 2018 | TOWER-C | 4th floor,Office-2 | AHU ROOM |  | CP/T-C/FL4/AHU-2
1155 | Floor Mounting AHU | 28415CFM 15KW/20HP | CFM | Edgetech | ETU-300H | 18-19-FM09186 | 2018 | TOWER-C | 4thfloor,Office-3 | AHU ROOM |  | CP/T-C/FL4/AHU-3
1156 | Floor Mounting AHU | 21286CFM 11KW/15HP | CFM | Edgetech | ETU-200H | 18-19-FM08546 | 2018 | TOWER-C | 4th floor,Office-4 | AHU ROOM |  | CP/T-C/FL4/AHU-4
1157 | Floor Mounting AHU | 20829CFM 11KW/15HP | CFM | Edgetech | ETU-200H | 18-19-FM08533 | 2018 | TOWER-C | 5th floor,Office-1 | AHU ROOM |  | CP/T-C/FL5/AHU-1
1158 | Floor Mounting AHU | 27764CFM 15KW/20HP | CFM | Edgetech | ETU-300H | 18-19-FM09180 | 2018 | TOWER-C | 5th floor,Office-2 | AHU ROOM |  | CP/T-C/FL5/AHU-2
1159 | Floor Mounting AHU | 28415CFM 15KW/20HP | CFM | Edgetech | ETU-300H | 18-19-FM09165 | 2018 | TOWER-C | 5thfloor,Office-3 | AHU ROOM |  | CP/T-C/FL5/AHU-3
1160 | Floor Mounting AHU | 21286CFM 11KW/15HP | CFM | Edgetech | ETU-200H | 18-19-FM08545 | 2018 | TOWER-C | 5th floor,Office-4 | AHU ROOM |  | CP/T-C/FL5/AHU-4
1161 | Floor Mounting AHU | 18616CFM 11KW/15HP | CFM | Edgetech | ETU-200H | 18-19-FM02421 | 2018 | TOWER-C | 6th floor,Office-1 | AHU ROOM |  | CP/T-C/FL6/AHU-1
1162 | Floor Mounting AHU | 22551CFM 11KW/15HP | CFM | Edgetech | ETU-230H | 18-19-FM02432 | 2018 | TOWER-C | 6th floor,Office-2 | AHU ROOM |  | CP/T-C/FL6/AHU-2
1163 | Floor Mounting AHU | 27885CFM 15KW/20HP | CFM | Edgetech | ETU-300H | 18-19-FM02450 | 2018 | TOWER-C | 6thfloor,Office-3 | AHU ROOM |  | CP/T-C/FL6/AHU-3
1164 | Floor Mounting AHU | 21286CFM 11KW/15HP | CFM | Edgetech | ETU-200H | 18-19-FM02428 | 2018 | TOWER-C | 6th floor,Office-4 | AHU ROOM |  | CP/T-C/FL6/AHU-4
1165 | Floor Mounting AHU | 20829CFM 11KW/15HP | CFM | Edgetech | ETU-300H | 18-19-FM08536 | 2018 | TOWER-C | 7th floor,Office-1 | AHU ROOM |  | CP/T-C/FL7/AHU-1
1166 | Floor Mounting AHU | 27764CFM 15KW/20HP | CFM | Edgetech | ETU-300H | 18-19-FM09182 | 2018 | TOWER-C | 7th floor,Office-2 | AHU ROOM |  | CP/T-C/FL7/AHU-2
1167 | Floor Mounting AHU | 28415CFM 15KW/20HP | CFM | Edgetech | ETU-300H | 18-19-FM09187 | 2018 | TOWER-C | 7thfloor,Office-3 | AHU ROOM |  | CP/T-C/FL7/AHU-3
1168 | Floor Mounting AHU | 21286CFM 11KW/15HP | CFM | Edgetech | ETU-200H | 18-19-FM08547 | 2018 | TOWER-C | 7th floor,Office-4 | AHU ROOM |  | CP/T-C/FL7/AHU-4
1169 | Floor Mounting AHU | 20667CFM 11KW/15HP | CFM | Edgetech | ETU-200H | 18-19-FM08531 | 2018 | TOWER-C | 8th floor,Office-1 | AHU ROOM |  | CP/T-C/FL8/AHU-1
1170 | Floor Mounting AHU | 28388CFM 15KW/20HP | CFM | Edgetech | ETU-300H | 18-19-FM09183 | 2018 | TOWER-C | 8th floor,Office-2 | AHU ROOM |  | CP/T-C/FL8/AHU-2
1171 | Floor Mounting AHU | 28623CFM 15KW/20HP | CFM | Edgetech | ETU-300H | 18-19-FM09189 | 2018 | TOWER-C | 8thfloor,Office-3 | AHU ROOM |  | CP/T-C/FL8/AHU-3
1172 | Floor Mounting AHU | 21124CFM 11KW/15HP | CFM | Edgetech | ETU-200H | 18-19-FM08542 | 2018 | TOWER-C | 8th floor,Office-4 | AHU ROOM |  | CP/T-C/FL8/AHU-4
1173 | Floor Mounting AHU | 21124CFM 11KW/15HP | CFM | Edgetech | ETU-200H | 18-19-FM08868 | 2018 | TOWER-C | 9th floor,Office-1 | AHU ROOM |  | CP/T-C/FL9/AHU-1
1174 | Floor Mounting AHU | 28388CFM 15KW/20HP | CFM | Edgetech | ETU-300H | 18-19-FM09184 | 2018 | TOWER-C | 9th floor,Office-2 | AHU ROOM |  | CP/T-C/FL9/AHU-2
1175 | Floor Mounting AHU | 28623CFM 15KW/20HP | CFM | Edgetech | ETU-300H | 18-19-FM09188 | 2018 | TOWER-C | 9thfloor,Office-3 | AHU ROOM |  | CP/T-C/FL9/AHU-3
1176 | Floor Mounting AHU | 21124CFM 11KW/15HP | CFM | Edgetech | ETU-200H | 18-19-FM08867 | 2018 | TOWER-C | 9th floor,Office-4 | AHU ROOM |  | CP/T-C/FL9/AHU-4
1177 | Floor Mounting AHU | 21124CFM 11KW/15HP | CFM | Edgetech | ETU-200H | 18-19-FM02426 | 2018 | TOWER-C | 10th floor,Office-1 | AHU ROOM |  | CP/T-C/FL10/AHU-1
1178 | Floor Mounting AHU | 28388CFM 15KW/20HP | CFM | Edgetech | ETU-300H | 18-19-FM02453 | 2018 | TOWER-C | 10th floor,Office-2 | AHU ROOM |  | CP/T-C/FL10/AHU-2
1179 | Floor Mounting AHU | 28623CFM 15KW/20HP | CFM | Edgetech | ETU-300H | 18-19-FM02455 | 2018 | TOWER-C | 10thfloor,Office-3 | AHU ROOM |  | CP/T-C/FL10/AHU-3
1180 | Floor Mounting AHU | 21124CFM 11KW/15HP | CFM | Edgetech | ETU-200H | 18-19-FM02422 | 2018 | TOWER-C | 10th floor,Office-4 | AHU ROOM |  | CP/T-C/FL10/AHU-4
1181 | Floor Mounting AHU | 21124CFM 11KW/15HP | CFM | Edgetech | ETU-200H | 18-19-FM02423 | 2018 | TOWER-C | 11th floor,Office-1 | AHU ROOM |  | CP/T-C/FL11/AHU-1
1182 | Floor Mounting AHU | 28388CFM 15KW/20HP | CFM | Edgetech | ETU-300H | 18-19-FM02452 | 2018 | TOWER-C | 11th floor,Office-2 | AHU ROOM |  | CP/T-C/FL11/AHU-2
1183 | Floor Mounting AHU | 29015CFM 15KW/20HP | CFM | Edgetech | ETU-300H | 18-19-FM02457 | 2018 | TOWER-C | 11thfloor,Office-3 | AHU ROOM |  | CP/T-C/FL11/AHU-3
1184 | Floor Mounting AHU | 21124CFM 11KW/15HP | CFM | Edgetech | ETU-200H | 18-19-FM02422 | 2018 | TOWER-C | 11th floor,Office-4 | AHU ROOM |  | CP/T-C/FL11/AHU-4
1185 | Floor Mounting AHU | 21124CFM 11KW/15HP | CFM | Edgetech | ETU-200H | 18-19-FM02425 | 2018 | TOWER-C | 12th floor,Office-1 | AHU ROOM |  | CP/T-C/FL12/AHU-1
1186 | Floor Mounting AHU | 28388CFM 15KW/20HP | CFM | Edgetech | ETU-300H | 18-19-FM02451 | 2018 | TOWER-C | 12th floor,Office-2 | AHU ROOM |  | CP/T-C/FL12/AHU-2
1187 | Floor Mounting AHU | 29015CFM 15KW/20HP | CFM | Edgetech | ETU-300H | 18-19-FM02456 | 2018 | TOWER-C | 12thfloor,Office-3 | AHU ROOM |  | CP/T-C/FL12/AHU-3
1188 | Floor Mounting AHU | 21124CFM 11KW/15HP | CFM | Edgetech | ETU-200H | 18-19-FM02424 | 2018 | TOWER-C | 12th floor,Office-4 | AHU ROOM |  | CP/T-C/FL12/AHU-4
1189 | Floor Mounting AHU | 30000CFM 15KW/20HP | CFM | Edgetech | ETU-300H | 18-19-FM02456 | 2018 | TOWER-C | Ground floor | AHU ROOM |  | CP/T-C/GR/AHU-2
1190 | CSAHU | 1800CFM | CFM | Edgetech |  |  | 2018 | TOWER-C | 1st floor, East Side | LIFT LOBBY |  | CP/T-C/FL-2/ES/LFTL/CSAHU-1
1191 | CSAHU | 1800CFM | CFM | Edgetech |  |  | 2018 | TOWER-C | 2nd floor, East Side | LIFT LOBBY |  | CP/T-C/FL-2/ES/LFTL/CSAHU-2
1192 | CSAHU | 1800CFM | CFM | Edgetech |  |  | 2018 | TOWER-C | 2nd floor, West Side | LIFT LOBBY |  | CP/T-C/FL-3/ES/LFTL/CSAHU-1
1193 | CSAHU | 1800CFM | CFM | Edgetech |  |  | 2018 | TOWER-C | 3rd floor,East Side | LIFT LOBBY |  | CP/T-C/FL-3/ES/LFTL/CSAHU-2
1194 | CSAHU | 1800CFM | CFM | Edgetech |  |  | 2018 | TOWER-C | 3rd floor, West Side | LIFT LOBBY |  | CP/T-C/FL-4/ES/LFTL/CSAHU-1
1195 | CSAHU | 1800CFM | CFM | Edgetech |  |  | 2018 | TOWER-C | 4th floor,East Side | LIFT LOBBY |  | CP/T-C/FL-4/ES/LFTL/CSAHU-2
1196 | CSAHU | 1800CFM | CFM | Edgetech |  |  | 2018 | TOWER-C | 4th floor,West Side | LIFT LOBBY |  | CP/T-C/FL-5/ES/LFTL/CSAHU-1
1197 | CSAHU | 1800CFM | CFM | Edgetech |  |  | 2018 | TOWER-C | 5th floor,East Side | LIFT LOBBY |  | CP/T-C/FL-5/ES/LFTL/CSAHU-2
1198 | CSAHU | 1800CFM | CFM | Edgetech |  |  | 2018 | TOWER-C | 5th floor,West Side | LIFT LOBBY |  | CP/T-C/FL-6/ES/LFTL/CSAHU-1
1199 | CSAHU | 1800CFM | CFM | Edgetech |  |  | 2018 | TOWER-C | 6th floor,East Side | LIFT LOBBY |  | CP/T-C/FL-6/ES/LFTL/CSAHU-2
1200 | CSAHU | 1800CFM | CFM | Edgetech |  |  | 2018 | TOWER-C | 6th floor,West Side | LIFT LOBBY |  | CP/T-C/FL-7/ES/LFTL/CSAHU-1
1201 | CSAHU | 1800CFM | CFM | Edgetech |  |  | 2018 | TOWER-C | 7th floor,East Side | LIFT LOBBY |  | CP/T-C/FL-7/ES/LFTL/CSAHU-2
1202 | CSAHU | 1800CFM | CFM | Edgetech |  |  | 2018 | TOWER-C | 7th floor,West Side | LIFT LOBBY |  | CP/T-C/FL-8/ES/LFTL/CSAHU-1
1203 | CSAHU | 1800CFM | CFM | Edgetech |  |  | 2018 | TOWER-C | 8th floor,East Side | LIFT LOBBY |  | CP/T-C/FL-8/ES/LFTL/CSAHU-2
1204 | CSAHU | 1800CFM | CFM | Edgetech |  |  | 2018 | TOWER-C | 8th floor,West Side | LIFT LOBBY |  | CP/T-C/FL-9/ES/LFTL/CSAHU-1
1205 | CSAHU | 1800CFM | CFM | Edgetech |  |  | 2018 | TOWER-C | 9th floor,East Side | LIFT LOBBY |  | CP/T-C/FL-9/ES/LFTL/CSAHU-2
1206 | CSAHU | 1800CFM | CFM | Edgetech |  |  | 2018 | TOWER-C | 9th floor,West Side | LIFT LOBBY |  | CP/T-C/FL-10/ES/LFTL/CSAHU-1
1207 | CSAHU | 1800CFM | CFM | Edgetech |  |  | 2018 | TOWER-C | 10th floor,East Side | LIFT LOBBY |  | CP/T-C/FL-10/ES/LFTL/CSAHU-2
1208 | CSAHU | 1800CFM | CFM | Edgetech |  |  | 2018 | TOWER-C | 10th floor,West Side | LIFT LOBBY |  | CP/T-C/FL-11/ES/LFTL/CSAHU-1
1209 | CSAHU | 1800CFM | CFM | Edgetech |  |  | 2018 | TOWER-C | 11th floor,East Side | LIFT LOBBY |  | CP/T-C/FL-11/ES/LFTL/CSAHU-2
1210 | CSAHU | 1800CFM | CFM | Edgetech |  |  | 2018 | TOWER-C | 11th floor,West Side | LIFT LOBBY |  | CP/T-C/FL-12/ES/LFTL/CSAHU-1
1211 | CSAHU | 1800CFM | CFM | Edgetech |  |  | 2018 | TOWER-C | 12th floor,East Side | LIFT LOBBY |  | CP/T-C/FL-12/ES/LFTL/CSAHU-2
1212 | CSAHU | 1800CFM | CFM | Edgetech |  |  | 2018 | TOWER-C | 12th floor,West Side | LIFT LOBBY |  | CP/T-C/FL-12/WS/CSAHU/LFTL
1213 | CSAHU | 1800CFM | CFM | Edgetech |  |  | 2018 | TOWER-C | B-1 | Driver room Tower-C Basement-1 |  | CP/T-C/B-1/WS/CSAHU/Drive
1214 | CSAHU | 1800CFM | CFM | Edgetech |  |  | 2018 | TOWER-C | B-3 | Driver room Tower-C Basement-3 |  | CP/T-C/B-3/WS/CSAHU/driver
1215 | CSAHU | 1800CFM | CFM | Edgetech |  |  | 2018 | TOWER-C | B-1 | IBS Room tower-C Basement-1 |  | CP/T-C/FL-1/WS/CSAHU/LFTL
1216 | CSAHU | 1800CFM | CFM | Edgetech |  |  | 2018 | TOWER-C | B-1 | IBS Room tower-C Basement-1 |  | CP/T-C/B-1/WS/CSAHU/IBS
1217 | CSAHU | 1800CFM | CFM | Edgetech |  |  | 2018 | TOWER-C | GF | Passenger lift lobby Tower C Gr. Floor |  | CP/T-C/GR/WS/CSAHU/LFTL
1218 | CSAHU | 1800CFM | CFM | Edgetech |  |  | 2018 | TOWER-C | GF | Passenger lift lobby Tower C Gr. Floor |  | CP/T-C/GR/WS/CSAHU/LFTL
1219 | Deluge Valve -1 |  |  | HD Fire proction |  |  | 2018 | TOWER-A | Basement-1 |  |  | CP/T-A/B1/DV-1
1220 | Deluge Valve -2 |  |  | HD Fire proction |  |  | 2018 | TOWER-A | Basement-1 |  |  | CP/T-A/B1/DV-2
1221 | Deluge Valve -3 |  |  | HD Fire proction |  |  | 2018 | TOWER-A | Basement-1 |  |  | CP/T-A/B1/DV-3
1222 | Deluge Valve -4 |  |  | HD Fire proction |  |  | 2018 | TOWER-A | Basement-1 |  |  | CP/T-A/B1/DV-4
1223 | Deluge Valve -1 |  |  | HD Fire proction |  |  | 2018 | TOWER-A | Basement-2 |  |  | CP/T-A/B2/DV-1
1224 | Deluge Valve -2 |  |  | HD Fire proction |  |  | 2018 | TOWER-A | Basement-2 |  |  | CP/T-A/B2/DV-2
1225 | Deluge Valve -3 |  |  | HD Fire proction |  |  | 2018 | TOWER-A | Basement-2 |  |  | CP/T-A/B2/DV-3
1226 | Deluge Valve -4 |  |  | HD Fire proction |  |  | 2018 | TOWER-A | Basement-2 |  |  | CP/T-A/B2/DV-4
1227 | Deluge Valve -1 |  |  | HD Fire proction |  |  | 2018 | TOWER-A | Basement-3 |  |  | CP/T-A/B3/DV-1
1228 | Deluge Valve -2 |  |  | HD Fire proction |  |  | 2018 | TOWER-A | Basement-3 |  |  | CP/T-A/B3/DV-2
1229 | Deluge Valve -3 |  |  | HD Fire proction |  |  | 2018 | TOWER-A | Basement-3 |  |  | CP/T-A/B3/DV-3
1230 | Deluge Valve -1 |  |  | HD Fire proction |  |  | 2018 | TOWER-B | Basement-1 |  |  | CP/T-B/B1/DV-1
1231 | Deluge Valve -2 |  |  | HD Fire proction |  |  | 2018 | TOWER-B | Basement-1 |  |  | CP/T-B/B1/DV-2
1232 | Deluge Valve -3 |  |  | HD Fire proction |  |  | 2018 | TOWER-B | Basement-1 |  |  | CP/T-B/B1/DV-3
1233 | Deluge Valve -4 |  |  | HD Fire proction |  |  | 2018 | TOWER-B | Basement-1 |  |  | CP/T-B/B1/DV-4
1234 | Deluge Valve -1 |  |  | HD Fire proction |  |  | 2018 | TOWER-B | Basement-2 |  |  | CP/T-B/B2/DV-1
1235 | Deluge Valve -2 |  |  | HD Fire proction |  |  | 2018 | TOWER-B | Basement-2 |  |  | CP/T-B/B2/DV-2
1236 | Deluge Valve -3 |  |  | HD Fire proction |  |  | 2018 | TOWER-B | Basement-2 |  |  | CP/T-B/B2/DV-3
1237 | Deluge Valve -4 |  |  | HD Fire proction |  |  | 2018 | TOWER-B | Basement-2 |  |  | CP/T-B/B2/DV-4
1238 | Deluge Valve -1 |  |  | HD Fire proction |  |  | 2018 | TOWER-B | Basement-3 |  |  | CP/T-B/B3/DV-1
1239 | Deluge Valve -2 |  |  | HD Fire proction |  |  | 2018 | TOWER-B | Basement-3 |  |  | CP/T-B/B3/DV-2
1240 | Deluge Valve -3 |  |  | HD Fire proction |  |  | 2018 | TOWER-B | Basement-3 |  |  | CP/T-B/B3/DV-3
1241 | Deluge Valve -4 |  |  | HD Fire proction |  |  | 2018 | TOWER-B | Basement-3 |  |  | CP/T-B/B3/DV-4
1242 | Deluge Valve -1 |  |  | HD Fire proction |  |  | 2018 | TOWER-B | Basement-4 |  |  | CP/T-B/B4/DV-1
1243 | Deluge Valve -2 |  |  | HD Fire proction |  |  | 2018 | TOWER-B | Basement-4 |  |  | CP/T-B/B4/DV-2
1244 | Deluge Valve -3 |  |  | HD Fire proction |  |  | 2018 | TOWER-B | Basement-4 |  |  | CP/T-B/B4/DV-3
1245 | Deluge Valve -4 |  |  | HD Fire proction |  |  | 2018 | TOWER-B | Basement-4 |  |  | CP/T-B/B4/DV-4
1246 | Deluge Valve -1 |  |  | HD Fire proction |  |  | 2018 | TOWER-C | Basement-1 |  |  | CP/T-C/B1/DV-1
1247 | Deluge Valve -2 |  |  | HD Fire proction |  |  | 2018 | TOWER-C | Basement-1 |  |  | CP/T-C/B1/DV-2
1248 | Deluge Valve -3 |  |  | HD Fire proction |  |  | 2018 | TOWER-C | Basement-1 |  |  | CP/T-C/B1/DV-3
1249 | Deluge Valve -1 |  |  | HD Fire proction |  |  | 2018 | TOWER-C | Basement-2 |  |  | CP/T-C/B2/DV-1
1250 | Deluge Valve -2 |  |  | HD Fire proction |  |  | 2018 | TOWER-C | Basement-2 |  |  | CP/T-C/B2/DV-2
1251 | Deluge Valve -3 |  |  | HD Fire proction |  |  | 2018 | TOWER-C | Basement-2 |  |  | CP/T-C/B2/DV-3
1252 | Deluge Valve -1 |  |  | HD Fire proction |  |  | 2018 | TOWER-C | Basement-3 |  |  | CP/T-C/B3/DV-1
1253 | Deluge Valve -2 |  |  | HD Fire proction |  |  | 2018 | TOWER-C | Basement-3 |  |  | CP/T-C/B3/DV-2
1254 | Deluge Valve -3 |  |  | HD Fire proction |  |  | 2018 | TOWER-C | Basement-3 |  |  | CP/T-C/B3/DV-3
1255 | Deluge Valve -1 |  |  | HD Fire proction |  |  | 2018 | TOWER-C | Basement-4 |  |  | CP/T-C/B4/DV-1
1256 | Deluge Valve -2 |  |  | HD Fire proction |  |  | 2018 | TOWER-C | Basement-4 |  |  | CP/T-C/B4/DV-2
1257 | Deluge Valve -3 |  |  | HD Fire proction |  |  | 2018 | TOWER-C | Basement-4 |  |  | CP/T-C/B4/DV-3
1258 | HSD Motor -1 | 2 HP | HP | Apex |  |  | 2018 | TOWER-A | Basement-4 |  |  | CP/T-A/B4/HSD/M1
1259 | HSD Motor -2 | 2 HP | HP | Apex |  |  | 2018 | TOWER-A | Basement-4 |  |  | CP/T-A/B4//HSD/M2
1260 | HSD Panel | 25 AMP | AMP | Sudhir |  | GLT-5817-08 | 2018 | TOWER-A | Basement-4 |  |  | CP/T-A/B4/HSDP
1261 | Sump pump-1 | 5.5 KW | KW | EBARA |  |  | 2018 | TOWER-A | Basement-4 |  |  | CP/T-A/B4/SMPMPMP-1
1262 | Sump pump-2 | 5.5 KW | KW | EBARA |  |  | 2018 | TOWER-A | Basement-4 |  |  | CP/T-A/B4/SMPMP-2
1263 | Sump pump-3 | 5.5 KW | KW | EBARA |  |  | 2018 | TOWER-A | Basement-4 |  |  | CP/T-A/B4/SMPMP-3
1264 | Sump pump-4 | 5.5 KW | KW | EBARA |  |  | 2018 | TOWER-A | Basement-4 |  |  | CP/T-A/B4/SMPMP-4
1265 | Sump pump-5 | 5.5 KW | KW | EBARA |  |  | 2018 | TOWER-A | Basement-4 |  |  | CP/T-A/B4/SMPMP-5
1266 | Sump pump-6 | 5.5 KW | KW | EBARA |  |  | 2018 | TOWER-A | Basement-4 |  |  | CP/T-A/B4/SMPMP-6
1267 | Sump pump-7 | 5.5 KW | KW | EBARA |  |  | 2018 | TOWER-A | Basement-4 |  |  | CP/T-A/B4/SMPMP-7
1268 | Sump pump-8 | 5.5 KW | KW | EBARA |  |  | 2018 | TOWER-A | Basement-4 |  |  | CP/T-A/B4/SMPMP-8
1269 | Sump pump-9 | 5.5 KW | KW | EBARA |  |  | 2018 | TOWER-A | Basement-4 |  |  | CP/T-A/B4/SMPMP-9
1270 | Sump pump-10 | 5.5 KW | KW | EBARA |  |  | 2018 | TOWER-A | Basement-4 |  |  | CP/T-A/B4/SMPMP-10
1271 | Sump pump-11 | 5.5 KW | KW | EBARA |  |  | 2018 | TOWER-B | Basement-4 |  |  | CP/T-B/B4/SMPMP-11
1272 | Sump pump-12 | 5.5 KW | KW | EBARA |  |  | 2018 | TOWER-B | Basement-4 |  |  | CP/T-B/B4/SMPMP-12
1273 | Sump pump-13 | 5.5 KW | KW | EBARA |  |  | 2018 | TOWER-B | Basement-4 |  |  | CP/T-B/B4/SMPMP-13
1274 | Sump pump-14 | 5.5 KW | KW | EBARA |  |  | 2018 | TOWER-B | Basement-4 |  |  | CP/T-B/B4/SMPMP-14
1275 | Sump pump-15 | 5.5 KW | KW | EBARA |  |  | 2018 | TOWER-C | Basement-4 |  |  | CP/T-C/B4/SMPMP-15
1276 | Sump pump-16 | 5.5 KW | KW | EBARA |  |  | 2018 | TOWER-C | Basement-4 |  |  | CP/T-C/B4/SMPMP-16
1277 | Sump pump-17 | 5.5 KW | KW | EBARA |  |  | 2018 | TOWER-C | Basement-4 |  |  | CP/T-C/B4/SMPMP-17
1278 | Sump pump-18 | 5.5 KW | KW | EBARA |  |  | 2018 | TOWER-C | Basement-4 |  |  | CP/T-C/B4/SMPMP-18
1279 | Sump pump-19 | 5.5 KW | KW | EBARA |  |  | 2018 | TOWER-C | Basement-4 |  |  | CP/T-C/B4/SMPMP-19
1280 | Sump pump-20 | 5.5 KW | KW | EBARA |  |  | 2018 | TOWER-C | Basement-4 |  |  | CP/T-C/B4/SMPMP-20
1281 | Sump pump-21 | 5.5 KW | KW | EBARA |  |  | 2018 | TOWER-C | Basement-4 |  |  | CP/T-C/B4/SMPMP-21
1282 | Sump pump-22 | 5.5 KW | KW | EBARA |  |  | 2018 | TOWER-C | Basement-4 |  |  | CP/T-C/B4/SMPMP-22
1283 | Sump pump-23 | 5.5 KW | KW | EBARA |  |  | 2018 | TOWER-C | Basement-4 |  |  | CP/T-C/B4/SMPMP-23
1284 | Sump pump-24 | 5.5 KW | KW | EBARA |  |  | 2018 | TOWER-C | Basement-4 |  |  | CP/T-C/B4/SMPMP-24
1285 | Sump pump-25 | 5.5 KW | KW | EBARA |  |  | 2018 | TOWER-C | Basement-3 |  |  | CP/T-C/B3/SMPMP-25
1286 | Sump pump-26 | 5.5 KW | KW | EBARA |  |  | 2018 | TOWER-C | Basement-3 |  |  | CP/T-C/B3/SMPMP-26
1287 | Service Lift UPS-1 | 40 KVA | KVA | EATON |  |  | 2018 | TOWER-A | Terrace |  |  | CP/T-A/TERRACE/SL/UPS-1
1288 | Service Lift UPS-2 | 40 KVA | KVA | EATON |  |  | 2018 | TOWER-A | Terrace |  |  | CP/T-A/TERRACE/SL/UPS-2
1289 | Fire Lift UPS-1 | 40 KVA | KVA | EATON |  |  | 2018 | TOWER-A | Terrace |  |  | CP/T-A/TERRACE/FL/UPS-1
1290 | Fire Lift UPS-2 | 40 KVA | KVA | EATON |  |  | 2018 | TOWER-A | Terrace |  |  | CP/T-A/TERRACE/FL/UPS-2
1291 | Shuttle Lift | 120kva/108kw | KVA | EATON |  | DM505LXX12 | 2018 | TOWER-A | Basement-1 |  |  | CP/T-A/B-1/SL/UPS
1292 | UPS | 3KVA/2.4 KW | KW |  |  |  | 2018 | TOWER-A | G.F Fire Control Room |  |  | CP/T-A/GF/FCR/UPS
1293 | UPS | 15000VA/13500W | KW |  |  | 914515kinXL31 | 2018 | TOWER-A | B-1 Fire Control Room |  |  | CP/T-A/B1/FCR/UPS
1294 | UPS | 1000VA/800W | KW |  |  | GXT MT +CX 1K SB | 2018 | TOWER-A | B-1, LT ROOM |  |  | CP/T-A/B1/LT/UPS
1295 | Battery Charger | 24VDC/50A | VOLT |  |  | 1181118000070100 | 2018 | TOWER-A | B-4 DG Room |  |  | CP/T-A/B4/DG/BC
1296 | Main UPS -1 | 60kva/54kw | KVA | EATON |  | DN121LXX01 | 2018 | TOWER-B | Tower-B ,B-1 |  |  | CP/T-B/B1/UPS-1
1297 | Main UPS -2 | 60kva/54kw | KW | EATON |  | DN121LXX02 | 2018 | TOWER-B | Tower-B ,B-1 |  |  | CP/T-B/B1/UPS-2
1298 | Main UPS -3 | 60kva/54kw | KW | EATON |  | DN121LXX03 | 2018 | TOWER-B | Tower-B ,B-1 |  |  | CP/T-B/B1/UPS-3
1299 | Service Lift UPS-1 | 40 KVA | KVA | EATON |  | DM514LXX08 | 2018 | TOWER-B | Tower-B terrace |  |  | CP/T-B/TERRACE/SL/UPS-1
1300 | Service Lift UPS-1 | 40 KVA | KVA | EATON |  |  | 2018 | TOWER-B | Tower-B terrace |  |  | CP/T-B/TERRACE/SL/UPS-1
1301 | UPS | 15000VA/13500W | WATT |  |  | 9145 15Kin XL31 | 2018 | TOWER-B | Tower-B B-1 Fire Control Room |  |  | CP/T-B/B1/FCR/UPS
1302 | UPS | 1000VA/800W | WATT |  |  | GXT MT +CX 1K 9B | 2018 | TOWER-B | Tower-B B-1 LT Room |  |  | CP/T-B/B1/LT/UPS
1303 | Main UPS Incomer&Outgoing Panel- 1 | 160A | AMP | Advance |  |  | 2018 | TOWER-B | Tower-B ,B-1 |  |  | CP/T-B/B1/MUPS-1
1304 | Main UPS Incomer&Outgoing Panel- 2 | 160A | AMP | Advance |  |  | 2018 | TOWER-B | Tower-B ,B-1 |  |  | CP/T-B/B1/MUPS-2
1305 | Main UPS Incomer&Outgoing Panel- 3 | 160A | AMP | Advance |  |  | 2018 | TOWER-B | Tower-B ,B-1 |  |  | CP/T-B/B1/MUPS-3
1306 | Service Lift UPS-1 | 40 KVA | KVA | EATON |  | DM517LXX01 | 2018 | TOWER-C | Terrace |  |  | CP/T-C/TERRACE/SL/UPS-1
1307 | Service Lift UPS-2 | 40 KVA | KVA | EATON |  |  | 2018 | TOWER-C | Terrace |  |  | CP/T-C/TERRACE/SL/UPS-2
1308 | Fire Lift UPS-1 | 40 KVA | KVA | EATON |  |  | 2018 | TOWER-C | Terrace |  |  | CP/T-C/TERRACE/FL/UPS-1
1309 | Fire Lift UPS-2 | 40 KVA | KVA | EATON |  |  | 2018 | TOWER-C | Terrace |  |  | CP/T-C/TERRACE/FL/UPS-2
1310 | Shuttle Lift UPS | 120kva/108kw | KVA | EATON |  |  | 2018 | TOWER-C | Basement-1 |  |  | CP/T-C/B1/STL/UPS
1311 | UPS | 15000VA/13500W | WATT |  |  | 914515kinXl31 | 2018 | TOWER-C | Tower-C B-1 Fire Control Room |  |  | CP/T-C/B1/FCR/UPS
1312 | UPS | 1000VA/800W | WATT |  |  | GXT MT+CX 1K SB | 2018 | TOWER-C | LT Room B-1 |  |  | CP/T-C/B1LT/UPS
1313 | Flap Barrier -1 |  |  | GUNNEBO |  |  | 2019 | TOWER-A | G.F | N/A |  | CP/T-A/GF/FLB-1
1314 | Flap Barrier -2 |  |  | GUNNEBO |  |  | 2019 | TOWER-A | G.F | N/A |  | CP/T-A/GF/FLB-2
1315 | Flap Barrier -3 |  |  | GUNNEBO |  |  | 2019 | TOWER-A | G.F | N/A |  | CP/T-A/GF/FLB-3
1316 | Flap Barrier -4 |  |  | GUNNEBO |  |  | 2019 | TOWER-A | G.F | N/A |  | CP/T-A/GF/FLB-4
1317 | Flap Barrier -5 |  |  | GUNNEBO |  |  | 2019 | TOWER-A | G.F | N/A |  | CP/T-A/GF/FLB-5
1318 | Flap Barrier -6 |  |  | GUNNEBO |  |  | 2019 | TOWER-A | G.F | N/A |  | CP/T-A/GF/FLB-6
1319 | Flap Barrier -7 |  |  | GUNNEBO |  |  | 2019 | TOWER-A | G.F | N/A |  | CP/T-A/GF/FLB-7
1320 | Flap Barrier -8 |  |  | GUNNEBO |  |  | 2019 | TOWER-A | G.F | N/A |  | CP/T-A/GF/FLB-8
1321 | Flap Barrier -9 |  |  | GUNNEBO |  |  | 2019 | TOWER-A | G.F | N/A |  | CP/T-A/GF/FLB-9
1322 | Flap Barrier -10 |  |  | GUNNEBO |  |  | 2019 | TOWER-A | G.F | N/A |  | CP/T-A/GF/FLB-10
1323 | Flap Barrier -11 |  |  | GUNNEBO |  |  | 2019 | TOWER-A | G.F | N/A |  | CP/T-A/GF/FLB-11
1324 | BOOM BARRIER-1 |  |  | GUNNEBO |  |  | 2019 | TOWER-A | G.F | N/A |  | CP/T-A/GF/BMBR-1
1325 | BOOM BARRIER-2 |  |  | GUNNEBO |  |  | 2019 | TOWER-A | G.F | N/A |  | CP/T-A/GF/BMBR-2
1326 | BOOM BARRIER-3 |  |  | GUNNEBO |  |  | 2019 | TOWER-A | G.F | N/A |  | CP/T-A/GF/BMBR-3
1327 | Flap Barrier -1 |  |  | GUNNEBO |  |  | 2019 | TOWER-B | G.F | N/A |  | CP/T-B/GF/FLB-1
1328 | Flap Barrier -2 |  |  | GUNNEBO |  |  | 2019 | TOWER-B | G.F | N/A |  | CP/T-B/GF/FLB-2
1329 | Flap Barrier -3 |  |  | GUNNEBO |  |  | 2019 | TOWER-B | G.F | N/A |  | CP/T-B/GF/FLB-3
1330 | Flap Barrier -4 |  |  | GUNNEBO |  |  | 2019 | TOWER-B | G.F | N/A |  | CP/T-B/GF/FLB-4
1331 | Flap Barrier -5 |  |  | GUNNEBO |  |  | 2019 | TOWER-B | G.F | N/A |  | CP/T-B/GF/FLB-5
1332 | Flap Barrier -6 |  |  | GUNNEBO |  |  | 2019 | TOWER-B | G.F | N/A |  | CP/T-B/GF/FLB-6
1333 | Flap Barrier -7 |  |  | GUNNEBO |  |  | 2019 | TOWER-B | G.F | N/A |  | CP/T-B/GF/FLB-7
1334 | Flap Barrier -8 |  |  | GUNNEBO |  |  | 2019 | TOWER-B | G.F | N/A |  | CP/T-B/GF/FLB-8
1335 | Flap Barrier -9 |  |  | GUNNEBO |  |  | 2019 | TOWER-B | G.F | N/A |  | CP/T-B/GF/FLB-9
1336 | Flap Barrier -10 |  |  | GUNNEBO |  |  | 2019 | TOWER-B | G.F | N/A |  | CP/T-B/GF/FLB-10
1337 | Flap Barrier -1 |  |  | GUNNEBO |  |  | 2019 | TOWER-C | G.F | N/A |  | CP/T-C/GF/FLB-1
1338 | Flap Barrier -2 |  |  | GUNNEBO |  |  | 2019 | TOWER-C | G.F | N/A |  | CP/T-C/GF/FLB-2
1339 | Flap Barrier -3 |  |  | GUNNEBO |  |  | 2019 | TOWER-C | G.F | N/A |  | CP/T-C/GF/FLB-3
1340 | Flap Barrier -4 |  |  | GUNNEBO |  |  | 2019 | TOWER-C | G.F | N/A |  | CP/T-C/GF/FLB-4
1341 | Flap Barrier -5 |  |  | GUNNEBO |  |  | 2019 | TOWER-C | G.F | N/A |  | CP/T-C/GF/FLB-5
1342 | Flap Barrier -6 |  |  | GUNNEBO |  |  | 2019 | TOWER-C | G.F | N/A |  | CP/T-C/GF/FLB-6
1343 | Flap Barrier -7 |  |  | GUNNEBO |  |  | 2019 | TOWER-C | G.F | N/A |  | CP/T-C/GF/FLB-7
1344 | Flap Barrier -8 |  |  | GUNNEBO |  |  | 2019 | TOWER-C | G.F | N/A |  | CP/T-C/GF/FLB-8
1345 | Flap Barrier -9 |  |  | GUNNEBO |  |  | 2019 | TOWER-C | G.F | N/A |  | CP/T-C/GF/FLB-9
1346 | Flap Barrier -10 |  |  | GUNNEBO |  |  | 2019 | TOWER-C | G.F | N/A |  | CP/T-C/GF/FLB-10
1347 | Flap Barrier -11 |  |  | GUNNEBO |  |  | 2019 | TOWER-C | G.F | N/A |  | CP/T-C/GF/FLB-11
1348 | BOOM BARRIER-4 |  |  | GUNNEBO |  |  | 2019 | TOWER-C | G.F | N/A |  | CP/T-C/GF/BMBR-4
1349 | BOOM BARRIER-5 |  |  | GUNNEBO |  |  | 2019 | TOWER-C | G.F | N/A |  | CP/T-C/GF/BMBR-5
1350 | BOOM BARRIER-6 |  |  | GUNNEBO |  |  | 2019 | TOWER-C | G.F | N/A |  | CP/T-C/GF/BMBR-6
1351 | BOOM BARRIER-7 |  |  | GUNNEBO |  |  | 2019 | TOWER-C | G.F | N/A |  | CP/T-C/GF/BMBR-7
1352 | BAGGAGE SCANNER | 0.8 KVA | KVA | NUCTECH |  | TFNPA06190054 | 2019 | TOWER-A | G.F | N/A |  | CP/T-A/GF/BS-1
1353 | BAGGAGE SCANNER | 0.8 KVA | KVA | NUCTECH |  |  | 2019 | TOWER-B | G.F | N/A |  | CP/T-B/GF/BS-2
1354 | BAGGAGE SCANNER | 0.8 KVA | KVA | NUCTECH |  |  | 2019 | TOWER-C | G.F | N/A |  | CP/T-C/GF/BS-3
1355 | BAGGAGE SCANNER-2 (Gate no 2) | 1.0 KVA | KVA | NUCTECH |  |  | 2019 | TOWER-C | G.F |  |  | CP/T-C/GF/BS-4
1356 | RAIN WATER FILTERATION SYSTEM PUMP -1 | 10 HP | HP | KSB |  | 1000891683 | 2019 | TOWER-A | B-3 | STP ROOM |  | CP/T-A/B2/RWP-1
1357 | RAIN WATER FILTERATION SYSTEM PUMP -2 | 10 HP | HP | KSB |  |  | 2019 | TOWER-A | B-3 |  |  | CP/T-A/B2/RWP-2
1358 | RAIN WATER FILTERATION SYSTEM PUMP -3 | 10 HP | HP | KSB |  |  | 2019 | TOWER-A | B-3 |  |  | CP/T-A/B2/RWP-3
1359 | RAIN WATER FILTERATION SYSTEM PUMP -4 | 7.5 HP | HP | KSB |  | 1000873523 | 2019 | TOWER-A | B-3 |  |  | CP/T-A/B2/RWP-4
1360 | RAIN WATER FILTERATION SYSTEM PUMP -5 | 7.5 HP | HP | KSB |  |  | 2019 | TOWER-A | B-3 |  |  | CP/T-A/B2/RWP-5
1361 | LED SCREEN-1 | [5 empty] | 2020 | TOWER-A | G.F |  |  | CP/T-A/GF/LED-1
1362 | LED SCREEN-2 | [5 empty] | 2020 | TOWER-B | G.F |  |  | CP/T-B/GF/LED-2
1363 | LED SCREEN-3 | [5 empty] | 2020 | TOWER-C | G.F |  |  | CP/T-C/GF/LED-3
1364 | BMU MOTOR-1 | 0.55 HP | HP | SEW |  | 1000867841 | 2020 | TOWER-A | TERRACE | N/A |  | CP/T-A/TERRACE/BMU-1
1365 | BMU MOTOR-2 | 0.55 HP | HP | SEW |  |  | 2020 | TOWER-A | TERRACE | N/A |  | CP/T-A/TERRACE//BMU-2
1366 | BMU MOTOR-3 |  |  | SEW-EURODRIVE |  |  | 2020 | TOWER-A | TERRACE | N/A |  | CP/T-A/TERRACE/BMU-3
1367 | BMU MOTOR-4 | 0.50 HP | HP | HAVELLS |  | 11337664344 | 2020 | TOWER-A | TERRACE | N/A |  | CP/T-A/TERRACE/BMU-4
1368 | CRADLE |  |  | APPLETREE |  | 1861985 | 2020 | TOWER-A | TERRACE | N/A |  | CP/T-A/TERRACE/CRADLE
1369 | CRADLE MOTOR-1 | 1.8 KW | KW | APPLETREE |  | 6172379 | 2020 | TOWER-A | TERRACE | N/A |  | CP/T-A/TERRACE/CRADLE-1
1370 | CRADLE MOTOR-2 | 1.8 KW | KW | APPLETREE |  |  | 2020 | TOWER-A | TERRACE | N/A |  | CP/T-A/TERRACE/CRADLE-2
1371 | FIRE SUPPRESSION NOVAC 1230 GAS FLOODING SYSTEM | [5 empty] | 2020 | TOWER-A | TOWER-A,B-1 | N/A |  | CP/T-A/B-1//FSNG
1372 | FIRE SUPPRESSION NOVAC 1230 GAS FLOODING SYSTEM | [5 empty] | 2020 | TOWER-B | TOWER-B,B-1 | N/A |  | CP/T-B/B-1//FSNG
1373 | FIRE SUPPRESSION NOVAC 1230 GAS FLOODING SYSTEM | [5 empty] | 2020 | TOWER-C | TOWER-C,B-1 | N/A |  | CP/T-C/B-1//FSNG
1374 | Indoor Spilt Unit AC | 6050 KCAL/HR | KCAL | BLUE STAR |  | VHW-24ABSF00320 | 2018 | TOWER-A | G.F | GIS ROOM |  | CP/T-A/GF/GIS/SPLIT/AC-1
1375 | Indoor Spilt Unit AC | 6050 KCAL/HR | KCAL | BLUE STAR |  | VHW-24ABSF00320 | 2018 | TOWER-A | G.F | GIS ROOM |  | CP/T-A/GF/GIS/SPLIT/AC-1
1376 | Indoor Spilt AC | 6050 KCAL/HR | KCAL | BLUE STAR |  | VHW-24AKSF01745 | 2018 | TOWER-A | G.F | GIS ROOM |  | CP/T-A/GF/GIS/SPLIT/AC-2
1377 | Indoor Spilt AC | 6053 KCAL/HR | KCAL | BLUE STAR |  | VHW-24ADSF00498 | 2018 | TOWER-A | G.F | GIS ROOM |  | CP/T-A/GF/GIS/SPLIT/AC-3
1378 | Indoor Spilt AC | 6053 KCAL/HR | KCAL | BLUE STAR |  | VHW-18AGSF01387 | 2018 | TOWER-A | G.F | GIS ROOM |  | CP/T-A/GF/GIS/SPLIT/AC-4
1379 | Indoor Spilt AC | 6050 KCAL/HR | KCAL | BLUE STAR |  | VHW-18GSF01388 | 2018 | TOWER-A | G.F | GIS ROOM |  | CP/T-A/GF/GIS/SPLIT/AC-5
1380 | VRV(GIS) | 29060 KCAL/HR | KCAL | BLUE STAR |  | TRFB-12THGSF0071 | 2018 | TOWER-A | 1st floor | NIA |  | CP/T-A/FL1/GIS/VRV
1381 | Over Head Tank Fire Booster Pump | 15HP | HP | Kirloskar |  | U8WMMM00393 | 2019 | TOWER-A | TERRACE | NIA |  | CP/T-A/TERRACE/BPMP
1382 | Over Head Tank Booster Pump | 15HP | HP | Kirloskar |  |  | 2019 | TOWER-B | TERRACE | NIA |  | CP/T-B/TERRACE/BPMP
1383 | Over Head Tank Booster Pump | 15HP | HP | Kirloskar |  | U9EAWC00370 | 2019 | TOWER-C | TERRACE | NIA |  | CP/T-C/TERRACE/BPMP
1384 | Flushing Soft water feed pump-1 with soft starter | 15HP/11KW | KW | EBARA |  | 10W9V8 | 2019 | TOWER-C | TOWER-C,B-3 |  |  | CP/T-C/B3/FSWFPMP-1
1385 | Flushing Soft water feed pump-2 with soft starter | 15HP/11KW | KW | EBARA |  | 10W9V6 | 2019 | TOWER-C | TOWER-C,B-3 |  |  | CP/T-C/B3/FSWFPMP-2
1386 | Flushing Soft water feed pump-3 with soft starter | 15HP/11KW | KW | EBARA |  | 10W9V6 | 2019 | TOWER-C | TOWER-C,B-3 |  |  | CP/T-C/B3/FSWFPMP-3
1387 | Flushing Soft water feed pump-4 with soft starter | 15HP/11KW | KW | EBARA |  | 10W9V5 | 2019 | TOWER-C | TOWER-C,B-3 |  |  | CP/T-C/B3/FSWFPMP-4
1388 | Flushing Soft water feed pump-1 with soft starter | 15HP/11KW | KW | EBARA |  | 10W9V3 | 2019 | TOWER-C | TOWER-C,B-3 |  |  | CP/T-B/B3/FSWFPMP-1
1389 | Flushing Soft water feed pump-2 with soft starter | 15HP/11KW | KW | EBARA |  | 10W9V4 | 2019 | TOWER-C | TOWER-C,B-3 |  |  | CP/T-B/B3/FSWFPMP-2
1390 | Flushing Soft water feed pump-3 with soft starter | 15HP/11KW | KW | EBARA |  | 10W9V4 | 2019 | TOWER-C | TOWER-C,B-3 |  |  | CP/T-B/B3/FSWFPMP-3
1391 | Flushing Soft water feed pump-4 with soft starter | 15HP/11KW | KW | EBARA |  | 10W9VMM | 2019 | TOWER-C | TOWER-C,B-3 |  |  | CP/T-B/B3/FSWFPMP-4
1392 | Flushing Soft water feed pump-1 with soft starter | 15HP/11KW | KW | EBARA |  | 10W9ML | 2019 | TOWER-C | TOWER-C,B-3 | STP ROOM |  | CP/T-C/B3/FSWFPMP-1
1393 | Flushing Soft water feed pump-2 with soft starter | 15HP/11KW | KW | EBARA |  | 10W9MO | 2019 | TOWER-C | TOWER-C,B-3 | STP ROOM |  | CP/T-C/B3/FSWFPMP-2
1394 | Flushing Soft water feed pump-3 with soft starter | 15HP/11KW | KW | EBARA |  | 10W9V2 | 2019 | TOWER-C | TOWER-C,B-3 | STP ROOM |  | CP/T-C/B3/FSWFPMP-3
1395 | Flushing Soft water feed pump-4 with soft starter | 15HP/11KW | KW | EBARA |  | 10W9MP | 2019 | TOWER-C | TOWER-C,B-3 | STP ROOM |  | CP/T-C/B3/FSWFPMP-4
1396 | Softner feed pump-1 | 4KW | KW | GRUNDFOS |  | M05189443 | 2019 | TOWER-C | Tower-C ,B-3 | STP ROOM |  | CP/T-C/B3/SFPMP-1
1397 | Softner feed pump-2 | 4KW | KW | GRUNDFOS |  | M05189383 | 2019 | TOWER-C | Tower-C ,B-3 | STP ROOM |  | CP/T-C/B3/SFPMP-2
1398 | Softner feed pump-3 | 4KW | KW | GRUNDFOS |  | M05189456 | 2019 | TOWER-C | Tower-C ,B-3 | STP ROOM |  | CP/T-C/B3/SFPMP-3
1399 | Soft Water trasfer pump-1 | 22kw | KW | GRUNDFOS |  | 85U175303118190015 | 2019 | TOWER-C | Tower-C ,B-3 | STP ROOM |  | CP/T-C/B3/SWTPMP-1
1400 | Soft Water trasfer pump-2 | 22kw | KW | GRUNDFOS |  | 85U175303118190025 | 2019 | TOWER-C | Tower-C ,B-3 | STP ROOM |  | CP/T-C/B3/SWTPMP-2
1401 | Internal Recycle pump-1 | 9.3kw | KW | SIEMENS |  | 190330654739 | 2019 | TOWER-C | Tower-C ,B-3 | STP ROOM |  | CP/T-C/B3/IRPMP-1
1402 | Internal Recycle pump-2 | 9.3kw | KW | SIEMENS |  | 190330654732 | 2019 | TOWER-C | Tower-C ,B-3 | STP ROOM |  | CP/T-C/B3/IRPMP-2
1403 | Internal Recycle pump-3 | 9.3kw | KW | SIEMENS |  | 190330654734 | 2019 | TOWER-C | Tower-C ,B-3 | STP ROOM |  | CP/T-C/B3/IRPMP-3
1404 | Internal Recycle pump-4 | 9.3kw | KW | SIEMENS |  | 190330654728 | 2019 | TOWER-C | Tower-C ,B-3 | STP ROOM |  | CP/T-C/B3/IRPMP-4
1405 | Irrigation water Pump1 | 5.5KW | KW | GRUNDFOS |  | M06184260 | 2019 | TOWER-C | Tower-C ,B-3 | STP ROOM |  | CP/T-C/B3/IRRIG/PMP-1
1406 | Irrigation water Pump 2 | 5.5KW | KW | GRUNDFOS |  | M06184242 | 2019 | TOWER-C | Tower-C ,B-3 | STP ROOM |  | CP/T-C/B3/IRRIG/PMP-2
1407 | Permeate Cumb wash pump-1 | 4kw | KW | GRUNDFOS |  | 18220056 | 2019 | TOWER-C | Tower-C ,B-3 | STP ROOM |  | CP/T-C/B3/PCWPMP-1
1408 | Permeate Cumb wash pump-2 | 4kw | KW | GRUNDFOS |  | 18220057 | 2019 | TOWER-C | Tower-C ,B-3 | STP ROOM |  | CP/T-C/B3/PCWPMP-2
1409 | Permeate Cumb wash pump-3 | 4kw | KW | GRUNDFOS |  | 18150005 | 2019 | TOWER-C | Tower-C ,B-3 | STP ROOM |  | CP/T-C/B3/PCWPMP-3
1410 | Permeate Cumb wash pump-4 | 4kw | KW | GRUNDFOS |  | 18220055 | 2019 | TOWER-C | Tower-C ,B-3 | STP ROOM |  | CP/T-C/B3/PCWPMP-4
1411 | CEB pump-1 | 0.87HP/0.65KW | KW | GRUNDFOS |  |  | 2019 | TOWER-C | Tower-C ,B-3 | STP ROOM |  | CP/T-C/B3/CEB/PMP-1
1412 | CEB pump-2 | 0.87HP/0.65KW | KW | GRUNDFOS |  |  | 2019 | TOWER-C | Tower-C ,B-3 | STP ROOM |  | CP/T-C/B3/CEB/PMP-2
1413 | Volute pressure feed pump-1 | 1.5KW | KW | SIEMENS |  | 150930567595 | 2019 | TOWER-C | Tower-C ,B-3 | STP ROOM |  | CP/T-C/B3/VPF/PMP-1
1414 | Volute pressure feed pump-2 | 1.5KW | KW | SIEMENS |  | 150930567597 | 2019 | TOWER-C | Tower-C ,B-3 | STP ROOM |  | CP/T-C/B3/PF/PMP-2
1415 | Sludge Recycle pump-1 | 9.3KW | KW | SIEMENS |  | 190330654738 | 2019 | TOWER-C | Tower-C ,B-3 | STP ROOM |  | CP/T-C/B3/SRPMP-1
1416 | Sludge Recycle pump-2 | 9.3KW | KW | SIEMENS |  | 190330654727 | 2019 | TOWER-C | Tower-C ,B-3 | STP ROOM |  | CP/T-C/B3/SRPMP-2
1417 | Sludge Recycle pump-3 | 9.3KW | KW | SIEMENS |  | 190330654730 | 2019 | TOWER-C | Tower-C ,B-3 | STP ROOM |  | CP/T-C/B3/SRPMP-3
1418 | Sludge Recycle pump-4 | 9.3KW | KW | SIEMENS |  | 190330654736 | 2019 | TOWER-C | Tower-C ,B-3 | STP ROOM |  | CP/T-C/B3/SRPMP-4
1419 | Air compresser (MAT)-1 | 5HP/3.7KW | KW | ELGI |  | 8060013212 | 2019 | TOWER-C | Tower-C ,B-3 | STP ROOM |  | CP/T-C/B3/ACOMP-1
1420 | Air compresser (MAT)-2 | 5HP/3.7KW | KW | ELGI |  | 8060013218 | 2019 | TOWER-C | Tower-C ,B-3 | STP ROOM |  | CP/T-C/B3/ACOMP-2
1421 | Air Blower with motor-1 | 20HP/15KW | KW | SIEMENS |  | 190330661231 | 2019 | TOWER-C | Tower-C ,B-3 | STP ROOM |  | CP/T-C/B3/ABMTR-1
1422 | Air Blower with motor-2 | 20HP/15KW | KW | SIEMENS |  | 190330661477 | 2019 | TOWER-C | Tower-C ,B-3 | STP ROOM |  | CP/T-C/B3/ABMTR-2
1423 | Air Blower with motor-3 | 20HP/15KW | KW | SIEMENS |  | 190330661233 | 2019 | TOWER-C | Tower-C ,B-3 | STP ROOM |  | CP/T-C/B3/ABMTR-3
1424 | Air Blower with motor-4 | 20HP/15KW | KW | SIEMENS |  | 190330661222 | 2019 | TOWER-C | Tower-C ,B-3 | STP ROOM |  | CP/T-C/B3/ABMTR-4
1425 | Air Blower with motor-5 | 20HP/15KW | KW | SIEMENS |  | 190330661197 | 2019 | TOWER-C | Tower-C ,B-3 | STP ROOM |  | CP/T-C/B3/ABMTR-5
1426 | Air Blower with motor-6 | 20HP/15KW | KW | SIEMENS |  | 190330661201 | 2019 | TOWER-C | Tower-C ,B-3 | STP ROOM |  | CP/T-C/B3/ABMTR-6
1427 | Air Blower with motor-7 | 20HP/15KW | KW | SIEMENS |  | 190330661203 | 2019 | TOWER-C | Tower-C ,B-3 | STP ROOM |  | CP/T-C/B3/ABMTR-7
1428 | Air Blower with motor-8 | 18.5KW | KW | SIEMENS |  | 190330661199 | 2019 | TOWER-C | Tower-C ,B-3 | STP ROOM |  | CP/T-C/B3/ABMTR-8
1429 | Air Blower with motor-9 | 18.5KW | KW | SIEMENS |  | 190330661227 | 2019 | TOWER-C | Tower-C ,B-3 | STP ROOM |  | CP/T-C/B3/ABMTR-9
1430 | Air Blower with motor-10 | 18.5KW | KW | SIEMENS |  | 190330661229 | 2019 | TOWER-C | Tower-C ,B-3 | STP ROOM |  | CP/T-C/B3/ABMTR-10
1431 | Raw water pump-1 | 5.5KW | KW | KSB |  | 1000854756 | 2019 | TOWER-C | Tower-C ,B-3 | WTP ROOM
1432 | Raw water pump-2 | 5.5KW | KW | KSB |  | 1000847016 | 2019 | TOWER-C | Tower-C ,B-3 | WTP ROOM
1433 | Raw water pump-3 | 5.5KW | KW | KSB |  | 1000876808 | 2019 | TOWER-C | Tower-C ,B-3 | WTP ROOM
1434 | Domastic water hydromatic system pump-1 | 11KW | KW | EBARA |  | 10WGVI | 2019 | TOWER-C | Tower-C ,B-3 | WTP ROOM
1435 | Domastic water hydromatic system pump-2 | 11KW | KW | EBARA |  | 10WGVG | 2019 | TOWER-C | Tower-C ,B-3 | WTP ROOM
1436 | Domastic water hydromatic system pump-3 | 11KW | KW | EBARA |  | 10WGVG | 2019 | TOWER-C | Tower-C ,B-3 | WTP ROOM
1437 | Domastic water hydromatic system pump-4 | 11KW | KW | EBARA |  | 10WGVH | 2019 | TOWER-C | Tower-C ,B-3 | WTP ROOM
1438 | Domastic water hydromatic system pump-1 | 11KW | KW | EBARA |  | 10WGVC | 2019 | TOWER-B | Tower-B ,B-3 | WTP ROOM
1439 | Domastic water hydromatic system pump-2 | 11KW | KW | EBARA |  | 10WGVE | 2019 | TOWER-B | Tower-B ,B-3 | WTP ROOM
1440 | Domastic water hydromatic system pump-3 | 11KW | KW | EBARA |  | 10WGVF | 2019 | TOWER-B | Tower-B ,B-3 | WTP ROOM
1441 | Domastic water hydromatic system pump-4 | 11KW | KW | EBARA |  | 10WGVK | 2019 | TOWER-B | Tower-B ,B-3 | WTP ROOM
1442 | Domastic water hydromatic system pump-1 | 11KW | KW | EBARA |  | 10WGVD | 2019 | TOWER-A | Tower-A ,B-3 | WTP ROOM
1443 | Domastic water hydromatic system pump-2 | 11KW | KW | EBARA |  | 10WGVJ | 2019 | TOWER-A | Tower-A ,B-3 | WTP ROOM
1444 | Domastic water hydromatic system pump-3 | 11KW | KW | EBARA |  | 10WGVA | 2019 | TOWER-A | Tower-A ,B-3 | WTP ROOM
1445 | Domastic water hydromatic system pump-4 | 11KW | KW | EBARA |  | 10WGVD | 2019 | TOWER-A | Tower-A ,B-3 | WTP ROOM
1446 | Salt mixing pump-1 | 0.37KW | KW | Crompton Greaves |  | RLBM8798 | 2019 | TOWER-C | Tower-C ,B-3 | WTP ROOM
1447 | Salt mixing pump-2 | 0.37KW | KW | Crompton Greaves |  | RLBM8806 | 2019 | TOWER-C | Tower-C ,B-3 | WTP ROOM
1448 | Dosing pump-1 |  | KW | Milton Ray india |  | 604313 | 2019 | TOWER-C | Tower-C ,B-3 | WTP ROOM
1449 | Dosing pump-2 |  | KW | Milton Ray india |  | 604312 | 2019 | TOWER-C | Tower-C ,B-3 | WTP ROOM
1450 | Dosing pump-3 |  | KW | Milton Ray india |  | 604315 | 2019 | TOWER-C | Tower-C ,B-3 | WTP ROOM
1451 | Dosing pump-4 |  | KW | Milton Ray india |  | 604311 | 2019 | TOWER-C | Tower-C ,B-3 | WTP ROOM
1452 | Dosing pump-5 |  | KW | Milton Ray india |  | 20201280655 | 2019 | TOWER-C | Tower-C ,B-3 | WTP ROOM
1453 | Row water pump feed transfer stp | 5.5KW | KW | KSB |  | 1001033714 | 2019 | TOWER-C | Tower-C ,B-3 | WTP ROOM
1454 | Row water pump feed transfer stp | 5.5KW | KW | KSB |  | 1001033711 | 2018 | TOWER-C | Tower-C ,B-3 | WTP ROOM
1455 | Fire pump Spinkler | 110KW | KW | Apex |  | RDAM20557 | 2018 | TOWER-C | Tower-C ,B-1 | Fire Pump Room
1456 | Fire pump Hydrant | 110KW | KW | Apex |  | RDAM20558 | 2018 | TOWER-C | Tower-C ,B-1 | Fire Pump Room
1457 | Jockey Pump | 7.5KW | KW | WILO |  | NMOS180916 | 2018 | TOWER-C | Tower-C ,B-1 | Fire Pump Room
1458 | Jockey Pump | 7.5KW | KW | WILO |  | NMOS180936 | 2018 | TOWER-C | Tower-C ,B-1 | Fire Pump Room
1459 | Curtain Pump | 45KW | KW | Apex |  | REAM1071 | 2018 | TOWER-C | Tower-C ,B-1 | Fire Pump Room
1460 | Water Body Pumps-1 | 7.5KW | KW | Kilosker |  | A18KEA000773 | 2020 | TOWER-C | Tower-C ,B-1 | Water Body
1461 | Water Body Pumps-2 | 7.5KW | KW | Kilosker |  | A18KEA000994 | 2020 | TOWER-C | Tower-C ,B-1 | Water Body
1462 | Water Body Pumps-3 | 1.1KW | KW | Kilosker |  | A19EDK000053 | 2020 | TOWER-C | Tower-C ,B-1 | Water Body
1463 | Water Body Pumps-4 | 1.1KW | KW | Kilosker |  | A17EDK000886 | 2020 | TOWER-C | Tower-C ,B-1 | Water Body
1464 | RWTP Water Transfer Pump-1 | 5.5KW | KW | KSB |  | 1000873520 | 2019 | TOWER-C | Tower-C ,B-1 | RWTP
1465 | RWTP Water Transfer Pump-2 | 5.5KW | KW | KSB |  | 1000869407 | 2019 | TOWER-C | Tower-C ,B-1 | RWTP
1466 | RWTP Water Feed Pump-1 | 7.5KW | KW | KSB |  | 1000861975 | 2019 | TOWER-C | Tower-C ,B-1 | RWTP
1467 | RWTP Water Feed Pump-2 | 7.5KW | KW | KSB |  | 1000861976 | 2019 | TOWER-C | Tower-C ,B-1 | RWTP
1468 | RWTP Water Feed Pump-3 | 7.5KW | KW | KSB |  | 1000891682 | 2019 | TOWER-C | Tower-C ,B-1 | RWTP
1469 | Water Boady Pump-1 | 5.5KW | KW | Kilosker |  | A19KCM000018 | 2020 | TOWER-B | Tower-B ,B-2 | Water Body
1470 | Water Boady Pump-2 | 5.5KW | KW | Kilosker |  | A19KCM000035 | 2020 | TOWER-B | Tower-B ,B-2 | Water Body
1471 | Water Boady Pump-3 | 5.5KW | KW | Kilosker |  | A19KCM000032 | 2020 | TOWER-B | Tower-B ,B-2 | Water Body
1472 | Water Boady Pump-4 | 5.5KW | KW | Kilosker |  | A19KCM000041 | 2020 | TOWER-B | Tower-B ,B-2 | Water Body
1473 | Water Boady Pump-5 | 5.5KW | KW | Kilosker |  | A19KCM000033 | 2020 | TOWER-B | Tower-B ,B-2 | Water Body
1474 | Water Boady Pump-6 | 5.5KW | KW | Kilosker |  | A19KCM000013 | 2020 | TOWER-B | Tower-B ,B-2 | Water Body
1475 | Water Boady Pump-1 | 1.1KW | KW | Kilosker |  | A17EPK000830 | 2020 | TOWER-B | Tower-B ,B-2 | Water Body
1476 | Water Boady Pump-2 | 1.1KW | KW | Kilosker |  | A17EPK000998 | 2020 | TOWER-B | Tower-B ,B-2 | Water Body
1477 | Water Boady Pump-3 | 1.1KW | KW | Kilosker |  | A17EPK00034 | 2020 | TOWER-B | Tower-B ,B-2 | Water Body
1478 | Water Boady Pump-4 | 1.1KW | KW | Kilosker |  | A17EPK000057 | 2020 | TOWER-B | Tower-B ,B-2 | Water Body
1479 | Water Boady Pump-1 | 7.5KW | KW | Kilosker |  | A18KEA000992 | 2020 | TOWER-A | Tower-A ,B-1 | Water Body
1480 | Water Boady Pump-2 | 7.5KW | KW | Kilosker |  | A18KEA000924 | 2020 | TOWER-A | Tower-A ,B-1 | Water Body
1481 | Water Boady Filter Pump-1 | 1.1KW | KW | Kilosker |  | A18KEA000051 | 2020 | TOWER-A | Tower-A ,B-1 | Water Body
1482 | Water Boady Filter Pump-2 | 1.1KW | KW | Kilosker |  | A18KEA000900 | 2020 | TOWER-A | Tower-A ,B-1 | Water Body
1483 | FIRE SUPPRESSION NOVAC 1230 GAS FLOODING SYSTEM | [5 empty] | 2020
1484 | Sump pump-27 | 5.5 KW | KW | EBARA |  |  | 2018 | TOWER-C | Ground Floor Norh side |  |  | CP/T-A/GR/SMPMP-27
1485 | Sump pump-28 | 5.5 KW | KW | EBARA |  |  | 2018 | TOWER-C | Ground Floor Norh side |  |  | CP/T-A/GR/SMPMP-28
1486 | Sump pump-29 | 5.5 KW | KW | EBARA |  |  | 2018 | TOWER-C | Ground Floor Gate No.2 |  |  | CP/T-A/GR/SMPMP-29
1487 | Sump pump-30 | 5.5 KW | KW | EBARA |  |  | 2018 | TOWER-C | Ground Floor Gate No.2 |  |  | CP/T-A/GR/SMPMP-30
1488 | Sump pump-31 | 5.5 KW | KW | EBARA |  |  | 2018 | TOWER-A | Ground Floor Gate No.4 |  |  | CP/T-A/GR/SMPMP-31
1489 | Sump pump-32 | 5.5 KW | KW | EBARA |  |  | 2018 | TOWER-A | Ground Floor Gate No.4 |  |  | CP/T-A/GR/SMPMP-32
1490 | Sump pump-33 | 5.5 KW | KW | EBARA |  |  | 2018 | TOWER-A | Ground Floor South sade |  |  | CP/T-A/GR/SMPMP-33
1491 | Sump pump-34 | 5.5 KW | KW | EBARA |  |  | 2018 | TOWER-A | Ground Floor Gr. Floor |  |  | CP/T-A/GR/SMPMP-34
1492 | Sump pump-35 | 5.5 KW | KW | EBARA |  |  | 2018 | TOWER-A | Ground Floor Gr. Floor |  |  | CP/T-A/GR/SMPMP-35
1493 | Sump pump-36 | 5.5 KW | KW | EBARA |  |  | 2018 | TOWER-A | Ground Floor Gr. Floor |  |  | CP/T-A/GR/SMPMP-36
1494 | w | 800CFM | CFM | Edgetech |  |  | 2020 | Tower-A | B-1 | Fire Control Room |  | CP/T-A/B-1/FCR-1/FCU-1
1495 | FCU | 800CFM | CFM | Edgetech |  |  | 2020 | Tower-B | B-1 | Fire Control Room |  | CP/T-B/B-1/FCR-1/FCU-2
1496 | FCU | 800CFM | CFM | Edgetech |  |  | 2020 | Tower-C | B-1 | Fire Control Room |  | CP/T-C/B-1/FCR-1/FCU-3
1497 | FCU | 800CFM | CFM | Edgetech |  |  | 2020 | Tower-A | Ground Floor | Fire Control Room |  | CP/T-C/B-1/FCR-1/FCU-3
1498 | FCU | 1200CFM | CFM | Edgetech |  |  | 2019 | Tower-A | B-1 | Shuttle Lift Lobby |  | CP/T-A/B-1/FCR-1/FCU-4
1499 | FCU | 1200CFM | CFM | Edgetech |  |  | 2019 | Tower-C | B-1 | Shuttle Lift Lobby |  | CP/T-C/B-1/FCR-1/FCU-5
1500 | FCU | 1200CFM | CFM | Edgetech |  |  | 2019 | Tower-A | B-1 | Shuttle Lift Lobby |  | CP/T-A/B-2/FCR-1/FCU-6
1501 | FCU | 1200CFM | CFM | Edgetech |  |  | 2019 | Tower-C | B-1 | Shuttle Lift Lobby |  | CP/T-A/B-2/FCR-1/FCU-7
1502 | FCU | 1200CFM | CFM | Edgetech |  |  | 2019 | Tower-A | B-2 | Shuttle Lift Lobby |  | CP/T-A/B-2/FCR-1/FCU-8
1503 | FCU | 1200CFM | CFM | Edgetech |  |  | 2019 | Tower-C | B-2 | Shuttle Lift Lobby |  | CP/T-A/B-2/FCR-1/FCU-9
1504 | FCU | 1200CFM | CFM | Edgetech |  |  | 2019 | Tower-A | B-4 | Shuttle Lift Lobby |  | CP/T-A/B-2/FCR-1/FCU-10
1505 | FCU | 1200CFM | CFM | Edgetech |  |  | 2019 | Tower-C | B-4 | Shuttle Lift Lobby |  | CP/T-A/B-2/FCR-1/FCU-11
1506 | FCU | 600CFM | CFM | Edgetech |  |  | 2020 | Tower-A | GF | Baggage ROOM |  | CP/T-A/GF/FCR-1/FCU-12
1507 | FCU | 600CFM | CFM | Edgetech |  |  | 2020 | Tower-A | GF | Baggage ROOM |  | CP/T-A/GF/FCR-1/FCU-13
1508 | FCU | 600CFM | CFM | Edgetech |  |  | 2020 | Tower-A | GF | Baggage ROOM |  | CP/T-A/GF/FCR-1/FCU-14
1509 | FCU | 600CFM | CFM | Edgetech |  |  | 2020 | Tower-B | GF | Baggage ROOM |  | CP/T-B/GF/FCR-1/FCU-15
1510 | FCU | 600CFM | CFM | Edgetech |  |  | 2020 | Tower-B | GF | Baggage ROOM |  | CP/T-B/GF/FCR-1/FCU-16
1511 | FCU | 600CFM | CFM | Edgetech |  |  | 2020 | Tower-C | GF | Baggage ROOM |  | CP/T-C/GF/FCR-1/FCU-17
1512 | FCU | 600CFM | CFM | Edgetech |  |  | 2020 | Tower-C | GF | Baggage ROOM |  | CP/T-C/GF/FCR-1/FCU-18
1513 | FCU | 600CFM | CFM | Edgetech |  |  | 2020 | Tower-C | GF | Baggage ROOM |  | CP/T-C/GF/FCR-1/FCU-19
1514 | FCU | [5 empty] | 2020 | Tower-C | GF | ICICI Bank |  | CP/T-C/GF/FCR-1/FCU-20
1515 | FCU | [5 empty] | 2020 | Tower-C | GF | Himalaya |  | CP/T-C/GF/FCR-1/FCU-21
1516 | FCU | [5 empty] | 2020 | Tower-C | GF | Black broun coffee |  | CP/T-C/GF/FCR-1/FCU-22
1517 | FCU | [5 empty] | 2020 | Tower-C | GF | Etch craft |  | CP/T-C/GF/FCR-1/FCU-23
1518 | FCU | [5 empty] | 2020 | Tower-C | GF | Etch craft |  | CP/T-C/GF/FCR-1/FCU-24
1519 | Aviation Light | 230V AC |  |  |  |  | 2020 | A | Terrace | Terrace |  | CP/DLF/T-A/TRC/AL-1
1520 | Aviation Light | 230V AC |  |  |  |  | 2020 | B | Terrace | Terrace |  | CP/DLF/T-B/TRC/AL-1
1521 | Aviation Light | 230V AC |  |  |  |  | 2020 | C | Terrace | Terrace |  | CP/DLF/T-C/TRC/AL-1
1522 | Battery Charger | 230V AC |  |  |  |  | 2018 | A | B-2 Changerover Room | Changeover Panel |  | CP/DLF/B-2/Changeover Panel
1523 | Battery Charger | 230V AC |  |  |  |  | 2018 | A | B-2 Changerover Room | Changeover Panel |  | CP/DLF/B-2/Changeover Panel
1524 | Battery Charger | 230V AC |  |  |  |  | 2018 | A | B-2 Changerover Room | Changeover Panel |  | CP/DLF/B-2/Changeover Panel
1525 | Battery Charger | 230V AC |  |  |  |  | 2018 | A | B-2 Changerover Room | Changeover Panel |  | CP/DLF/B-2/Changeover Panel
1526 | Battery Charger | 230V AC |  |  |  |  | 2018 | A | B-2 Changerover Room | Changeover Panel |  | CP/DLF/B-2/Changeover Panel
1527 | Battery Charger | 230V AC |  |  |  |  | 2018 | A | B-2 Changerover Room | Changeover Panel |  | CP/DLF/B-2/Changeover Panel
1528 | Battery Charger | 230V AC |  |  |  |  | 2018 | A | B-2 Changerover Room | Changeover Panel |  | CP/DLF/B-2/Changeover Panel
1529 | Battery Charger | 230V AC |  |  |  |  | 2018 | A | B-2 Changerover Room | Changeover Panel |  | CP/DLF/B-2/Changeover Panel
1530 | Lighting Arrestor | [5 empty] | 2020 | A | Terrace | Terrace |  | CP/DLF/T-A/TRC/LA-1
1531 | Lighting Arrestor | [5 empty] | 2020 | A | Terrace | Terrace |  | CP/DLF/T-A/TRC/LA-2
1532 | Lighting Arrestor | [5 empty] | 2020 | A | Transformer Yard | Transformer Yard |  | CP/DLF/T-A/TRC/LA-3
1533 | Lighting Arrestor | [5 empty] | 2020 | B | Terrace | Terrace |  | CP/DLF/T-B/TRC/LA-4
1534 | Lighting Arrestor | [5 empty] | 2020 | B | Terrace | Terrace |  | CP/DLF/T-B/TRC/LA-5
1535 | Lighting Arrestor | [5 empty] | 2020 | C | Terrace | Terrace |  | CP/DLF/T-C/TRC/LA-6
1536 | Lighting Arrestor | [5 empty] | 2020 | C | Terrace | Terrace |  | CP/DLF/T-C/TRC/LA-7
1537 | DLF/CP/GIS/BEP/01 | [5 empty] | 2018 | T-A | Ground Floor | GIS |  | DLF/CP/GIS/BEP/01
1538 | DLF/CP/GIS/BEP/02 | [5 empty] | 2018 | T-A | Ground Floor | GIS |  | DLF/CP/GIS/BEP/02
1539 | DLF/CP/GIS/BEP/03 | [5 empty] | 2018 | T-A | Ground Floor | GIS |  | DLF/CP/GIS/BEP/03
1540 | DLF/CP/GIS/BEP/04 | [5 empty] | 2018 | T-A | Ground Floor | GIS |  | DLF/CP/GIS/BEP/04
1541 | DLF/CP/GIS/BEP/05 | [5 empty] | 2018 | T-A | Ground Floor | GIS |  | DLF/CP/GIS/BEP/05
1542 | DLF/CP/GIS/BEP/06 | [5 empty] | 2018 | T-A | Ground Floor | GIS |  | DLF/CP/GIS/BEP/06
1543 | DLF/CP/GIS/BEP/07 | [5 empty] | 2018 | T-A | Ground Floor | GIS |  | DLF/CP/GIS/BEP/07
1544 | DLF/CP/GIS/BEP/08 | [5 empty] | 2018 | T-A | Ground Floor | GIS |  | DLF/CP/GIS/BEP/08
1545 | Earthing | [5 empty] | 2018 | T-A Earthing | Ground Floor | Ground Floor |  | DLF/CP/TAN/BE/01
1546 | Earthing | [5 empty] | 2018 | T-A Earthing | Ground Floor | Ground Floor |  | DLF/CP/TAN/BE/02
1547 | Earthing | [5 empty] | 2018 | T-A Earthing | Ground Floor | Ground Floor |  | P LIFT/BE/TA-01
1548 | Earthing | [5 empty] | 2018 | T-A Earthing | Ground Floor | Ground Floor |  | P LIFT/BE/TA-01
1549 | Earthing | [5 empty] | 2018 | T-A Earthing | Ground Floor | Ground Floor |  | RM/BE/TA-03
1550 | Earthing | [5 empty] | 2018 | T-A Earthing | Ground Floor | Ground Floor |  | RM/BE/TA-04
1551 | Earthing | [5 empty] | 2018 | T-A Earthing | Ground Floor | Ground Floor |  | TRF-1/BE/TA-05
1552 | Earthing | [5 empty] | 2018 | T-A Earthing | Ground Floor | Ground Floor |  | TRF-1/BE/TA-06
1553 | Earthing | [5 empty] | 2018 | T-A Earthing | Ground Floor | Ground Floor |  | TRF-2/BE/TA-07
1554 | Earthing | [5 empty] | 2018 | T-A Earthing | Ground Floor | Ground Floor |  | TRF-2/BE/TA-08
1555 | Earthing | [5 empty] | 2018 | T-A Earthing | Ground Floor | Ground Floor |  | TRF-3/BE/TA-09
1556 | Earthing | [5 empty] | 2018 | T-A Earthing | Ground Floor | Ground Floor |  | TRF-3/BE/TA-10
1557 | Earthing | [5 empty] | 2018 | T-A Earthing | Ground Floor | Ground Floor |  | TRF-1/NE/TA-11
1558 | Earthing | [5 empty] | 2018 | T-A Earthing | Ground Floor | Ground Floor |  | TRF-1/NE/TA-12
1559 | Earthing | [5 empty] | 2018 | T-A Earthing | Ground Floor | Ground Floor |  | TRF-2/NE/TA-13
1560 | Earthing | [5 empty] | 2018 | T-A Earthing | Ground Floor | Ground Floor |  | TRF-2/NE/TA-14
1561 | Earthing | [5 empty] | 2018 | T-A Earthing | Ground Floor | Ground Floor |  | TRF-3/NE/TA-15
1562 | Earthing | [5 empty] | 2018 | T-A Earthing | Ground Floor | Ground Floor |  | TRF-3/NE/TA-16
1563 | Earthing | [5 empty] | 2018 | T-A Earthing | Ground Floor | Ground Floor |  | LT-PANEL/BE/TA-17
1564 | Earthing | [5 empty] | 2018 | T-A Earthing | Ground Floor | Ground Floor |  | LT-PANEL/BE/TA-18
1565 | Earthing | [5 empty] | 2018 | T-A Earthing | Ground Floor | Ground Floor |  | RMU/BE/TA-19
1566 | Earthing | [5 empty] | 2018 | T-A Earthing | Ground Floor | Ground Floor |  | RMU/BE/TA-20
1567 | Earthing | [5 empty] | 2018 | T-A Earthing | Ground Floor | Ground Floor |  | LA-1/TA-21
1568 | Earthing | [5 empty] | 2018 | T-A Earthing | Ground Floor | Ground Floor |  | LA-2/TA-22
1569 | Earthing | [5 empty] | 2018 | T-B Earthing | Ground Floor | Ground Floor |  | RM/BE/TB-01
1570 | Earthing | [5 empty] | 2018 | T-B Earthing | Ground Floor | Ground Floor |  | RM/BE/TB-02
1571 | Earthing | [5 empty] | 2018 | T-B Earthing | Ground Floor | Ground Floor |  | LT-PANEL/BE/TB-03
1572 | Earthing | [5 empty] | 2018 | T-B Earthing | Ground Floor | Ground Floor |  | LT-PANEL/BE/TB-04
1573 | Earthing | [5 empty] | 2018 | T-B Earthing | Ground Floor | Ground Floor |  | TRF-1/BE/TB-05
1574 | Earthing | [5 empty] | 2018 | T-B Earthing | Ground Floor | Ground Floor |  | TRF-1/BE/TB-06
1575 | Earthing | [5 empty] | 2018 | T-B Earthing | Ground Floor | Ground Floor |  | TRF-2/BE/TB-07
1576 | Earthing | [5 empty] | 2018 | T-B Earthing | Ground Floor | Ground Floor |  | TRF-2/BE/TB-08
1577 | Earthing | [5 empty] | 2018 | T-B Earthing | Ground Floor | Ground Floor |  | TRF-3/BE/TB-09
1578 | Earthing | [5 empty] | 2018 | T-B Earthing | Ground Floor | Ground Floor |  | TRF-3/BE/TB-10
1579 | Earthing | [5 empty] | 2018 | T-B Earthing | Ground Floor | Ground Floor |  | TRF-1/NE/TB-11
1580 | Earthing | [5 empty] | 2018 | T-B Earthing | Ground Floor | Ground Floor |  | TRF-1/NE/TB-12
1581 | Earthing | [5 empty] | 2018 | T-B Earthing | Ground Floor | Ground Floor |  | TRF-2/NE/TB-13
1582 | Earthing | [5 empty] | 2018 | T-B Earthing | Ground Floor | Ground Floor |  | TRF-2/NE/TB-14
1583 | Earthing | [5 empty] | 2018 | T-B Earthing | Ground Floor | Ground Floor |  | TRF-3/NE/TB-15
1584 | Earthing | [5 empty] | 2018 | T-B Earthing | Ground Floor | Ground Floor |  | TRF-3/NE/TB-16
1585 | Earthing | [5 empty] | 2018 | T-B Earthing | Ground Floor | Ground Floor |  | UPS/BE/TB-17
1586 | Earthing | [5 empty] | 2018 | T-B Earthing | Ground Floor | Ground Floor |  | UPS/BE/TB-18
1587 | Earthing | [5 empty] | 2018 | T-B Earthing | Ground Floor | Ground Floor |  | RMU/BE/TB-19
1588 | Earthing | [5 empty] | 2018 | T-B Earthing | Ground Floor | Ground Floor |  | RMU/BE/TB-20
1589 | Earthing | [5 empty] | 2018 | T-B Earthing | Ground Floor | Ground Floor |  | SER LIFT/BE/TB-21
1590 | Earthing | [5 empty] | 2018 | T-B Earthing | Ground Floor | Ground Floor |  | SER LIFT/BE/TB-22
1591 | Earthing | [5 empty] | 2018 | T-B Earthing | Ground Floor | Ground Floor |  | SUT LIFT/BE/TB-23
1592 | Earthing | [5 empty] | 2018 | T-B Earthing | Ground Floor | Ground Floor |  | SUT LIFT/BE/TB-24
1593 | Earthing | [5 empty] | 2018 | T-B Earthing | Ground Floor | Ground Floor |  | LA-3/TB-25
1594 | Earthing | [5 empty] | 2018 | T-B Earthing | Ground Floor | Ground Floor |  | LA-4/TB-26
1595 | Earthing | [5 empty] | 2018 | T-C Earthing | Ground Floor | Ground Floor |  | RM/BE/TC-01
1596 | Earthing | [5 empty] | 2018 | T-C Earthing | Ground Floor | Ground Floor |  | RM/BE/TC-02
1597 | Earthing | [5 empty] | 2018 | T-C Earthing | Ground Floor | Ground Floor |  | LT-PANEL/BE/TC-03
1598 | Earthing | [5 empty] | 2018 | T-C Earthing | Ground Floor | Ground Floor |  | LT-PANEL/BE/TC-04
1599 | Earthing | [5 empty] | 2018 | T-C Earthing | Ground Floor | Ground Floor |  | TRF-1/BE/TC-05
1600 | Earthing | [5 empty] | 2018 | T-C Earthing | Ground Floor | Ground Floor |  | TRF-1/BE/TC-06
1601 | Earthing | [5 empty] | 2018 | T-C Earthing | Ground Floor | Ground Floor |  | TRF-2/BE/TC-07
1602 | Earthing | [5 empty] | 2018 | T-C Earthing | Ground Floor | Ground Floor |  | TRF-2/BE/TC-08
1603 | Earthing | [5 empty] | 2018 | T-C Earthing | Ground Floor | Ground Floor |  | TRF-3/BE/TC-09
1604 | Earthing | [5 empty] | 2018 | T-C Earthing | Ground Floor | Ground Floor |  | TRF-3/BE/TC-10
1605 | Earthing | [5 empty] | 2018 | T-C Earthing | Ground Floor | Ground Floor |  | TRF-1/NE/TC-11
1606 | Earthing | [5 empty] | 2018 | T-C Earthing | Ground Floor | Ground Floor |  | TRF-1/NE/TC-12
1607 | Earthing | [5 empty] | 2018 | T-C Earthing | Ground Floor | Ground Floor |  | TRF-2/NE/TC-13
1608 | Earthing | [5 empty] | 2018 | T-C Earthing | Ground Floor | Ground Floor |  | TRF-2/NE/TC-14
1609 | Earthing | [5 empty] | 2018 | T-C Earthing | Ground Floor | Ground Floor |  | TRF-3/NE/TC-15
1610 | Earthing | [5 empty] | 2018 | T-C Earthing | Ground Floor | Ground Floor |  | TRF-3/NE/TC-16
1611 | Earthing | [5 empty] | 2018 | T-C Earthing | Ground Floor | Ground Floor |  | PAS LIFT/BE/TC-17
1612 | Earthing | [5 empty] | 2018 | T-C Earthing | Ground Floor | Ground Floor |  | PAS LIFT/BE/TC-18
1613 | Earthing | [5 empty] | 2018 | T-C Earthing | Ground Floor | Ground Floor |  | RMU/BE/TC-19
1614 | Earthing | [5 empty] | 2018 | T-C Earthing | Ground Floor | Ground Floor |  | RMU/BE/TC-20
1615 | Earthing | [5 empty] | 2018 | T-C Earthing | Ground Floor | Ground Floor |  | SUT LIFT/TC-21
1616 | Earthing | [5 empty] | 2018 | T-C Earthing | Ground Floor | Ground Floor |  | SUT LIFT/TC-22
1617 | Earthing | [5 empty] | 2018 | T-C Earthing | Ground Floor | Ground Floor |  | LA-1/TC-23
1618 | Earthing | [5 empty] | 2018 | T-C Earthing | Ground Floor | Ground Floor |  | LA-2/TC-24
1619 | Earthing | [5 empty] | 2018 | T-A & B Earthing | Ground Floor | Ground Floor |  | DG1/BE/01
1620 | Earthing | [5 empty] | 2018 | T-A & B Earthing | Ground Floor | Ground Floor |  | DG1/BE/02
1621 | Earthing | [5 empty] | 2018 | T-A & B Earthing | Ground Floor | Ground Floor |  | DG2/BE/03
1622 | Earthing | [5 empty] | 2018 | T-A & B Earthing | Ground Floor | Ground Floor |  | DG2/BE/04
1623 | Earthing | [5 empty] | 2018 | T-A & B Earthing | Ground Floor | Ground Floor |  | DG3/BE/05
1624 | Earthing | [5 empty] | 2018 | T-A & B Earthing | Ground Floor | Ground Floor |  | DG3/BE/06
1625 | Earthing | [5 empty] | 2018 | T-A & B Earthing | Ground Floor | Ground Floor |  | DG4/BE/07
1626 | Earthing | [5 empty] | 2018 | T-A & B Earthing | Ground Floor | Ground Floor |  | DG4/BE/08
1627 | Earthing | [5 empty] | 2018 | T-A & B Earthing | Ground Floor | Ground Floor |  | DG5/BE/09
1628 | Earthing | [5 empty] | 2018 | T-A & B Earthing | Ground Floor | Ground Floor |  | DG5/BE/10
1629 | Earthing | [5 empty] | 2018 | T-A & B Earthing | Ground Floor | Ground Floor |  | DG6/BE/11
1630 | Earthing | [5 empty] | 2018 | T-A & B Earthing | Ground Floor | Ground Floor |  | DG6/BE/12
1631 | Earthing | [5 empty] | 2018 | T-A & B Earthing | Ground Floor | Ground Floor |  | DG7/BE/13
1632 | Earthing | [5 empty] | 2018 | T-A & B Earthing | Ground Floor | Ground Floor |  | DG7/BE/14
1633 | Earthing | [5 empty] | 2018 | T-A & B Earthing | Ground Floor | Ground Floor |  | DG8/BE/15
1634 | Earthing | [5 empty] | 2018 | T-A & B Earthing | Ground Floor | Ground Floor |  | DG8/BE/16
1635 | Earthing | [5 empty] | 2018 | T-A & B Earthing | Ground Floor | Ground Floor |  | DG9/BE/17
1636 | Earthing | [5 empty] | 2018 | T-A & B Earthing | Ground Floor | Ground Floor |  | DG9/BE/18
1637 | Earthing | [5 empty] | 2018 | T-A & B Earthing | Ground Floor | Ground Floor |  | DG10/BE/19
1638 | Earthing | [5 empty] | 2018 | T-A & B Earthing | Ground Floor | Ground Floor |  | DG10/BE/20
1639 | Earthing | [5 empty] | 2018 | T-A & B Earthing | Ground Floor | Ground Floor |  | DG/SYN/P1-21
1640 | Earthing | [5 empty] | 2018 | T-A & B Earthing | Ground Floor | Ground Floor |  | DG/SYN/P1-22
1641 | Earthing | [5 empty] | 2018 | T-A & B Earthing | Ground Floor | Ground Floor |  | DG/SYN/P2-23
1642 | Earthing | [5 empty] | 2018 | T-A & B Earthing | Ground Floor | Ground Floor |  | DG/SYN/P2-24
1643 | Earthing | [5 empty] | 2018 | T-A Earthing | Ground Floor | Ground Floor |  | TRF-1/NGR/01
1644 | Earthing | [5 empty] | 2018 | T-A Earthing | Ground Floor | Ground Floor |  | TRF-1/NGR/02
1645 | Earthing | [5 empty] | 2018 | T-A Earthing | Ground Floor | Ground Floor |  | TRF-1/RF/SA/03
1646 | Earthing | [5 empty] | 2018 | T-A Earthing | Ground Floor | Ground Floor |  | TRF-1/YF/SA/04
1647 | Earthing | [5 empty] | 2018 | T-A Earthing | Ground Floor | Ground Floor |  | TRF-1/BF/SA/05
1648 | Earthing | [5 empty] | 2018 | T-A Earthing | Ground Floor | Ground Floor |  | TRF-1/BE/06
1649 | Earthing | [5 empty] | 2018 | T-A Earthing | Ground Floor | Ground Floor |  | TRF-1/BE/07
1650 | Earthing | [5 empty] | 2018 | T-A Earthing | Ground Floor | Ground Floor |  | NIFPS-1/BE/-08
1651 | Earthing | [5 empty] | 2018 | T-A Earthing | Ground Floor | Ground Floor |  | TRF-2/NGR/09
1652 | Earthing | [5 empty] | 2018 | T-A Earthing | Ground Floor | Ground Floor |  | TRF-2/NGR/10
1653 | Earthing | [5 empty] | 2018 | T-A Earthing | Ground Floor | Ground Floor |  | TRF-2/RF/SA/11
1654 | Earthing | [5 empty] | 2018 | T-A Earthing | Ground Floor | Ground Floor |  | TRF-2/YF/SA/12
1655 | Earthing | [5 empty] | 2018 | T-A Earthing | Ground Floor | Ground Floor |  | TRF-2/BF/SA/13
1656 | Earthing | [5 empty] | 2018 | T-A Earthing | Ground Floor | Ground Floor |  | TRF-2/BE/14
1657 | Earthing | [5 empty] | 2018 | T-A Earthing | Ground Floor | Ground Floor |  | TR-2/BE/15
1658 | Earthing | [5 empty] | 2018 | T-A Earthing | Ground Floor | Ground Floor |  | NIFPS-2/BE/16
1659 | Earthing | [5 empty] | 2018 | T-A Earthing | Ground Floor | Ground Floor |  | GRF/PLE/01
1660 | Earthing | [5 empty] | 2018 | T-C Earhting | Ground Floor | Ground Floor |  | GRF/PLE/02
1661 | Portable electric Pump | [5 empty] | 2020 | Tower -B | STP store | STP store |  | CP/DLF/STP/Portable electric Pump
1662 | Portable Diesel Engine | [5 empty] | 2021 | Tower -B | Ground Floor | Ground Floor |  | CP/DLF/GF/Portable electric Pump
1663 | Portable Diesel Engine | [5 empty] | 2021 | Tower -B | Ground Floor | Ground Floor |  | CP/DLF/GF/Portable electric Pump
1664 | water cooler with RO system | [5 empty] | 2022 | Tower -A | B-3 | Basement |  | CP/DLF/B-3/WC-1
1665 | water cooler with RO system | [5 empty] | 2022 | Tower -C | B-3 | Basement |  | CP/DLF/B-3/WC-2
1666 | water cooler with RO system | [5 empty] | 2022 | Tower -A | B-4 | Basement |  | CP/DLF/B-4/WC-3
1667 | water cooler with RO system | [5 empty] | 2022 | Tower -A | B-1 | Basement |  | CP/DLF/B-1/WC-4
1668 | water cooler with RO system | [5 empty] | 2022 | Tower -B | Food court | Basement |  | CP/DLF/GF/WC-5
1669 | water cooler with RO system | [5 empty] | 2022 | Tower -C | B-1 | Basement |  | CP/DLF/B-1/WC-6
1670 | water cooler with RO system | [5 empty] | 2022 | Tower -C | B-1 | Basement |  | CP/DLF/B-1/WC-7
1671 | Split AC -1 |  |  | Blue star |  |  | 2018 | Tower-A | Ground Floor | GIS Room |  | CP/DLF/GF/Split AC -1
1672 | Split AC -2 |  |  | Blue star |  |  | 2018 | Tower-A | Ground Floor | GIS Room |  | CP/DLF/GF/Split AC -2
1673 | Split AC -3 |  |  | Blue star |  |  | 2018 | Tower-A | Ground Floor | GIS Room |  | CP/DLF/GF/Split AC -3
1674 | Split AC -4 |  |  | Blue star |  |  | 2018 | Tower-A | Ground Floor | GIS Room |  | CP/DLF/GF/Split AC -4
1675 | Split AC -5 |  |  | Blue star |  |  | 2018 | Tower-A | Ground Floor | GIS Room |  | CP/DLF/GF/Split AC -5
1676 | Split AC -6 |  |  | Blue star |  |  | 2020 | Tower-B | Ground Floor | Guard Room |  | CP/DLF/GF/Split AC -6
1677 | Split AC -7 |  |  | Blue star |  |  | 2020 | Tower-B | Ground Floor | Guard Room |  | CP/DLF/GF/Split AC -7
1678 | Split AC -8 |  |  | Blue star |  |  | 2020 | Tower-B | Ground Floor | Guard Room |  | CP/DLF/GF/Split AC -8
1679 | Split AC -9 |  |  | Blue star |  |  | 2020 | Tower-C | Ground Floor | Guard Room |  | CP/DLF/GF/Split AC -9
1680 | Pole Lighting DB | [5 empty] | 2019 | Tower-A | Ground Floor | Ground Floor |  | Pole Lighting DB
1681 | Pole Lighting DB | [5 empty] | 2019 | Tower-B | Ground Floor | Ground Floor |  | Pole Lighting DB
1682 | Pole Lighting DB | [5 empty] | 2019 | Tower-C | Ground Floor | Ground Floor |  | Pole Lighting DB
1683 | Pole Light-1 |  |  | Bagoti |  |  | 2020 | Drive Way | Ground Floor | Ground Floor |  | CP/DLF/G.Floor/PL-1
1684 | Pole Light-2 |  |  | Bagoti |  |  | 2020 | Drive Way | Ground Floor | Ground Floor |  | CP/DLF/G.Floor/PL-2
1685 | Pole Light-3 |  |  | Bagoti |  |  | 2020 | Drive Way | Ground Floor | Ground Floor |  | CP/DLF/G.Floor/PL-3
1686 | Pole Light-4 |  |  | Bagoti |  |  | 2020 | Drive Way | Ground Floor | Ground Floor |  | CP/DLF/G.Floor/PL-4
1687 | Pole Light-5 |  |  | Bagoti |  |  | 2020 | Drive Way | Ground Floor | Ground Floor |  | CP/DLF/G.Floor/PL-5
1688 | Pole Light-6 |  |  | Bagoti |  |  | 2020 | Drive Way | Ground Floor | Ground Floor |  | CP/DLF/G.Floor/PL-6
1689 | Pole Light-7 |  |  | Bagoti |  |  | 2020 | Drive Way | Ground Floor | Ground Floor |  | CP/DLF/G.Floor/PL-7
1690 | Pole Light-8 |  |  | Bagoti |  |  | 2020 | Drive Way | Ground Floor | Ground Floor |  | CP/DLF/G.Floor/PL-8
1691 | Pole Light-9 |  |  | Bagoti |  |  | 2020 | Drive Way | Ground Floor | Ground Floor |  | CP/DLF/G.Floor/PL-9
1692 | Pole Light-10 |  |  | Bagoti |  |  | 2020 | Drive Way | Ground Floor | Ground Floor |  | CP/DLF/G.Floor/PL-10
1693 | Pole Light-11 |  |  | Bagoti |  |  | 2020 | Drive Way | Ground Floor | Ground Floor |  | CP/DLF/G.Floor/PL-11
1694 | Pole Light-12 |  |  | Bagoti |  |  | 2020 | Drive Way | Ground Floor | Ground Floor |  | CP/DLF/G.Floor/PL-12
1695 | Pole Light-13 |  |  | Bagoti |  |  | 2020 | Drive Way | Ground Floor | Ground Floor |  | CP/DLF/G.Floor/PL-13
1696 | Pole Light-14 |  |  | Bagoti |  |  | 2020 | Drive Way | Ground Floor | Ground Floor |  | CP/DLF/G.Floor/PL-14
1697 | Pole Light-15 |  |  | Bagoti |  |  | 2020 | Drive Way | Ground Floor | Ground Floor |  | CP/DLF/G.Floor/PL-15
1698 | Pole Light-16 |  |  | Bagoti |  |  | 2020 | Drive Way | Ground Floor | Ground Floor |  | CP/DLF/G.Floor/PL-16
1699 | Pole Light-17 |  |  | Bagoti |  |  | 2020 | Drive Way | Ground Floor | Ground Floor |  | CP/DLF/G.Floor/PL-17
1700 | Pole Light-18 |  |  | Bagoti |  |  | 2020 | Drive Way | Ground Floor | Ground Floor |  | CP/DLF/G.Floor/PL-18
1701 | Pole Light-19 |  |  | Bagoti |  |  | 2020 | Drive Way | Ground Floor | Ground Floor |  | CP/DLF/G.Floor/PL-19
1702 | Pole Light-20 |  |  | Bagoti |  |  | 2020 | Drive Way | Ground Floor | Ground Floor |  | CP/DLF/G.Floor/PL-20
1703 | Pole Light-21 |  |  | Bagoti |  |  | 2020 | Drive Way | Ground Floor | Ground Floor |  | CP/DLF/G.Floor/PL-21
1704 | Pole Light-22 |  |  | Bagoti |  |  | 2020 | Drive Way | Ground Floor | Ground Floor |  | CP/DLF/G.Floor/PL-22
1705 | Pole Light-23 |  |  | Bagoti |  |  | 2020 | Drive Way | Ground Floor | Ground Floor |  | CP/DLF/G.Floor/PL-23
1706 | Pole Light-24 |  |  | Bagoti |  |  | 2020 | Drive Way | Ground Floor | Ground Floor |  | CP/DLF/G.Floor/PL-24
1707 | Pole Light-25 |  |  | Bagoti |  |  | 2020 | Drive Way | Ground Floor | Ground Floor |  | CP/DLF/G.Floor/PL-25
1708 | Pole Light-26 |  |  | Bagoti |  |  | 2020 | Drive Way | Ground Floor | Ground Floor |  | CP/DLF/G.Floor/PL-26
1709 | Pole Light-27 |  |  | Bagoti |  |  | 2020 | Drive Way | Ground Floor | Ground Floor |  | CP/DLF/G.Floor/PL-27
1710 | Pole Light-28 |  |  | Bagoti |  |  | 2020 | Drive Way | Ground Floor | Ground Floor |  | CP/DLF/G.Floor/PL-28
1711 | Pole Light-29 |  |  | Bagoti |  |  | 2020 | Drive Way | Ground Floor | Ground Floor |  | CP/DLF/G.Floor/PL-29
1712 | Pole Light-30 |  |  | Bagoti |  |  | 2020 | Drive Way | Ground Floor | Ground Floor |  | CP/DLF/G.Floor/PL-30
1713 | Pole Light-31 |  |  | Bagoti |  |  | 2020 | Drive Way | Ground Floor | Ground Floor |  | CP/DLF/G.Floor/PL-31
1714 | Pole Light-32 |  |  | Bagoti |  |  | 2020 | Drive Way | Ground Floor | Ground Floor |  | CP/DLF/G.Floor/PL-32
1715 | Pole Light-33 |  |  | Bagoti |  |  | 2020 | Drive Way | Ground Floor | Ground Floor |  | CP/DLF/G.Floor/PL-33
1716 | Pole Light-34 |  |  | Bagoti |  |  | 2020 | Drive Way | Ground Floor | Ground Floor |  | CP/DLF/G.Floor/PL-34
1717 | Pole Light-35 |  |  | Bagoti |  |  | 2020 | Drive Way | Ground Floor | Ground Floor |  | CP/DLF/G.Floor/PL-35
1718 | Pole Light-36 |  |  | Bagoti |  |  | 2020 | Drive Way | Ground Floor | Ground Floor |  | CP/DLF/G.Floor/PL-36
1719 | Pole Light-37 |  |  | Bagoti |  |  | 2020 | Drive Way | Ground Floor | Ground Floor |  | CP/DLF/G.Floor/PL-37
1720 | Pole Light-38 |  |  | Bagoti |  |  | 2020 | Drive Way | Ground Floor | Ground Floor |  | CP/DLF/G.Floor/PL-38
1721 | Pole Light-39 |  |  | Bagoti |  |  | 2020 | Drive Way | Ground Floor | Ground Floor |  | CP/DLF/G.Floor/PL-39
1722 | Pole Light-40 |  |  | Bagoti |  |  | 2020 | Drive Way | Ground Floor | Ground Floor |  | CP/DLF/G.Floor/PL-40
1723 | Pole Light-41 |  |  | Bagoti |  |  | 2020 | Drive Way | Ground Floor | Ground Floor |  | CP/DLF/G.Floor/PL-41
1724 | Pole Light-42 |  |  | Bagoti |  |  | 2020 | Drive Way | Ground Floor | Ground Floor |  | CP/DLF/G.Floor/PL-42
1725 | Pole Light-43 |  |  | Bagoti |  |  | 2020 | Drive Way | Ground Floor | Ground Floor |  | CP/DLF/G.Floor/PL-43
1726 | Pole Light-44 |  |  | Bagoti |  |  | 2020 | Drive Way | Ground Floor | Ground Floor |  | CP/DLF/G.Floor/PL-44
1727 | Pole Light-45 |  |  | Bagoti |  |  | 2020 | Drive Way | Ground Floor | Ground Floor |  | CP/DLF/G.Floor/PL-45
1728 | Pole Light-46 |  |  | Bagoti |  |  | 2020 | Drive Way | Ground Floor | Ground Floor |  | CP/DLF/G.Floor/PL-46
1729 | Pole Light-47 |  |  | Bagoti |  |  | 2020 | Drive Way | Ground Floor | Ground Floor |  | CP/DLF/G.Floor/PL-47
1730 | Pole Light-48 |  |  | Bagoti |  |  | 2020 | Drive Way | Ground Floor | Ground Floor |  | CP/DLF/G.Floor/PL-48
1731 | Pole Light-49 |  |  | Bagoti |  |  | 2020 | Drive Way | Ground Floor | Ground Floor |  | CP/DLF/G.Floor/PL-49
1732 | Pole Light-50 |  |  | Bagoti |  |  | 2020 | Drive Way | Ground Floor | Ground Floor |  | CP/DLF/G.Floor/PL-50
1733 | Pole Light-51 |  |  | Bagoti |  |  | 2020 | Drive Way | Ground Floor | Ground Floor |  | CP/DLF/G.Floor/PL-51
1734 | Pole Light-52 |  |  | Bagoti |  |  | 2020 | Drive Way | Ground Floor | Ground Floor |  | CP/DLF/G.Floor/PL-52
1735 | Pole Light-53 |  |  | Bagoti |  |  | 2020 | Drive Way | Ground Floor | Ground Floor |  | CP/DLF/G.Floor/PL-53
1736 | Pole Light-54 |  |  | Bagoti |  |  | 2020 | Drive Way | Ground Floor | Ground Floor |  | CP/DLF/G.Floor/PL-54
1737 | Pole Light-55 |  |  | Bagoti |  |  | 2020 | Drive Way | Ground Floor | Ground Floor |  | CP/DLF/G.Floor/PL-55
1738 | Pole Light-56 |  |  | Bagoti |  |  | 2020 | Drive Way | Ground Floor | Ground Floor |  | CP/DLF/G.Floor/PL-56
1739 | Pole Light-57 |  |  | Bagoti |  |  | 2020 | Drive Way | Ground Floor | Ground Floor |  | CP/DLF/G.Floor/PL-57
1740 | Pole Light-58 |  |  | Bagoti |  |  | 2020 | Drive Way | Ground Floor | Ground Floor |  | CP/DLF/G.Floor/PL-58
1741 | Pole Light-59 |  |  | Bagoti |  |  | 2020 | Drive Way | Ground Floor | Ground Floor |  | CP/DLF/G.Floor/PL-59
1742 | Pole Light-60 |  |  | Bagoti |  |  | 2020 | Drive Way | Ground Floor | Ground Floor |  | CP/DLF/G.Floor/PL-60
1743 | Pole Light-61 |  |  | Bagoti |  |  | 2020 | Drive Way | Ground Floor | Ground Floor |  | CP/DLF/G.Floor/PL-61
1744 | Pole Light-62 |  |  | Bagoti |  |  | 2020 | Drive Way | Ground Floor | Ground Floor |  | CP/DLF/G.Floor/PL-62
1745 | Pole Light-63 |  |  | Bagoti |  |  | 2020 | Drive Way | Ground Floor | Ground Floor |  | CP/DLF/G.Floor/PL-63
1746 | Pole Light-64 |  |  | Bagoti |  |  | 2020 | Drive Way | Ground Floor | Ground Floor |  | CP/DLF/G.Floor/PL-64
1747 | Pole Light-65 |  |  | Bagoti |  |  | 2020 | Drive Way | Ground Floor | Ground Floor |  | CP/DLF/G.Floor/PL-65
1748 | Pole Light-66 |  |  | Bagoti |  |  | 2020 | Drive Way | Ground Floor | Ground Floor |  | CP/DLF/G.Floor/PL-66
1749 | Pole Light-67 |  |  | Bagoti |  |  | 2020 | Drive Way | Ground Floor | Ground Floor |  | CP/DLF/G.Floor/PL-67
1750 | Pole Light-68 |  |  | Bagoti |  |  | 2020 | Drive Way | Ground Floor | Ground Floor |  | CP/DLF/G.Floor/PL-68
1751 | Pole Light-69 |  |  | Bagoti |  |  | 2020 | Drive Way | Ground Floor | Ground Floor |  | CP/DLF/G.Floor/PL-69
1752 | Pole Light-70 |  |  | Bagoti |  |  | 2020 | Drive Way | Ground Floor | Ground Floor |  | CP/DLF/G.Floor/PL-70
1753 | Pole Light-71 |  |  | Bagoti |  |  | 2020 | Drive Way | Ground Floor | Ground Floor |  | CP/DLF/G.Floor/PL-71
1754 | Pole Light-72 |  |  | Bagoti |  |  | 2020 | Drive Way | Ground Floor | Ground Floor |  | CP/DLF/G.Floor/PL-72
1755 | Pole Light-73 |  |  | Bagoti |  |  | 2020 | Drive Way | Ground Floor | Ground Floor |  | CP/DLF/G.Floor/PL-73
1756 | Pole Light-74 |  |  | Bagoti |  |  | 2020 | Drive Way | Ground Floor | Ground Floor |  | CP/DLF/G.Floor/PL-74
1757 | Pole Light-75 |  |  | Bagoti |  |  | 2020 | Drive Way | Ground Floor | Ground Floor |  | CP/DLF/G.Floor/PL-75
1758 | Pole Light-76 |  |  | Bagoti |  |  | 2020 | Drive Way | Ground Floor | Ground Floor |  | CP/DLF/G.Floor/PL-76
1759 | Pole Light-77 |  |  | Bagoti |  |  | 2020 | Drive Way | Ground Floor | Ground Floor |  | CP/DLF/G.Floor/PL-77
1760 | Pole Light-78 |  |  | Bagoti |  |  | 2020 | Drive Way | Ground Floor | Ground Floor |  | CP/DLF/G.Floor/PL-78
1761 | Pole Light-79 |  |  | Bagoti |  |  | 2020 | Drive Way | Ground Floor | Ground Floor |  | CP/DLF/G.Floor/PL-79
1762 | Pole Light-80 |  |  | Bagoti |  |  | 2020 | Drive Way | Ground Floor | Ground Floor |  | CP/DLF/G.Floor/PL-80
1763 | Pole Light-81 |  |  | Bagoti |  |  | 2020 | Drive Way | Ground Floor | Ground Floor |  | CP/DLF/G.Floor/PL-81
1764 | Pole Light-82 |  |  | Bagoti |  |  | 2020 | Drive Way | Ground Floor | Ground Floor |  | CP/DLF/G.Floor/PL-82
1765 | Pole Light-83 |  |  | Bagoti |  |  | 2020 | Drive Way | Ground Floor | Ground Floor |  | CP/DLF/G.Floor/PL-83
1766 | Pole Light-84 |  |  | Bagoti |  |  | 2020 | Drive Way | Ground Floor | Ground Floor |  | CP/DLF/G.Floor/PL-84
1767 | Pole Light-85 |  |  | Bagoti |  |  | 2020 | Drive Way | Ground Floor | Ground Floor |  | CP/DLF/G.Floor/PL-85
1768 | Pole Light-86 |  |  | Bagoti |  |  | 2020 | Drive Way | Ground Floor | Ground Floor |  | CP/DLF/G.Floor/PL-86
1769 | Pole Light-87 |  |  | Bagoti |  |  | 2020 | Drive Way | Ground Floor | Ground Floor |  | CP/DLF/G.Floor/PL-87
1770 | Pole Light-88 |  |  | Bagoti |  |  | 2020 | Drive Way | Ground Floor | Ground Floor |  | CP/DLF/G.Floor/PL-88
1771 | Pole Light-89 |  |  | Bagoti |  |  | 2020 | Drive Way | Ground Floor | Ground Floor |  | CP/DLF/G.Floor/PL-89
1772 | Main Lift DB |  |  | Scheinder |  |  | 2019 | Tower -A | 11th floor | 11th floor |  | CP/DLF/11th/FL/DB1
1773 | Main Lift DB |  |  | Scheinder |  |  | 2019 | Tower -A | 11th floor | 11th floor |  | CP/DLF/11th/FL/DB2
1774 | Main Lift DB |  |  | Scheinder |  |  | 2019 | Tower -A | 11th floor | 11th floor |  | CP/DLF/11th/FL/DB3
1775 | Main Lift DB |  |  | Scheinder |  |  | 2019 | Tower -A | 11th floor | 11th floor |  | CP/DLF/11th/FL/DB4
1776 | Main Lift DB |  |  | Scheinder |  |  | 2019 | Tower -A | 11th floor | 11th floor |  | CP/DLF/11th/FL/DB5
1777 | Main Lift DB |  |  | Scheinder |  |  | 2019 | Tower -A | 11th floor | 11th floor |  | CP/DLF/11th/FL/DB6
1778 | Main Lift DB |  |  | Scheinder |  |  | 2019 | Tower -A | 11th floor | 11th floor |  | CP/DLF/11th/FL/DB7
1779 | Main Lift DB |  |  | Scheinder |  |  | 2019 | Tower -A | 11th floor | 11th floor |  | CP/DLF/11th/FL/DB8
1780 | Main Lift DB |  |  | Scheinder |  |  | 2019 | Tower -A | 11th floor | 11th floor |  | CP/DLF/11th/FL/DB9
1781 | Main Lift DB |  |  | Scheinder |  |  | 2019 | Tower -A | 11th floor | 11th floor |  | CP/DLF/11th/FL/DB10
1782 | Main Lift DB |  |  | Scheinder |  |  | 2019 | Tower -A | 11th floor | 11th floor |  | CP/DLF/11th/FL/DB11
1783 | Main Lift DB |  |  | Scheinder |  |  | 2019 | Tower -A | 11th floor | 11th floor |  | CP/DLF/11th/FL/DB12
1784 | Main Lift DB |  |  | Scheinder |  |  | 2019 | Tower -A | 11th floor | 11th floor |  | CP/DLF/11th/FL/DB13
1785 | Main Lift DB |  |  | Scheinder |  |  | 2019 | Tower -A | 11th floor | 11th floor |  | CP/DLF/11th/FL/DB14
1786 | Main Lift DB |  |  | Scheinder |  |  | 2019 | Tower -A | 11th floor | 11th floor |  | CP/DLF/11th/FL/DB15
1787 | Main Lift DB |  |  | Scheinder |  |  | 2019 | Tower -A | 11th floor | 11th floor |  | CP/DLF/11th/FL/DB16
1788 | Service Lift N/S&S/S DB |  |  | Scheinder |  |  | 2019 | Tower -A | 11th floor | 11th floor |  | CP/DLF/11th/FL/DB17
1789 | EL Room N/S DB |  |  | Scheinder |  |  | 2019 | Tower -A | 11th floor | 11th floor |  | CP/DLF/11th/FL/DB18
1790 | EL Room S/SDB |  |  | Scheinder |  |  | 2019 | Tower -A | 11th floor | 11th floor |  | CP/DLF/11th/FL/DB19
1791 | EL Room N/SDB |  |  | Scheinder |  |  | 2019 | Tower -A | 8th floor | 8th floor |  | CP/DLF/8th/FL/DB20
1792 | EL Room N/SDB |  |  | Scheinder |  |  | 2019 | Tower -A | 6th floor | 6th floor |  | CP/DLF/6th/FL/DB21
1793 | EL Room N/SDB |  |  | Scheinder |  |  | 2019 | Tower -A | 4th floor | 4th floor |  | CP/DLF/4th/FL/DB22
1794 | EL Room N/SDB |  |  | Scheinder |  |  | 2019 | Tower -A | 1st floor | 1st floor |  | CP/DLF/1st/FL/DB23
1795 | EL Room S/SDB |  |  | Scheinder |  |  | 2019 | Tower -A | 1st floor | 1st floor |  | CP/DLF/1st/FL/DB24
1796 | EL Room N/SDB |  |  | Scheinder |  |  | 2019 | Tower -A | Basement-1 | Basement-1 |  | CP/DLF/B-1/T-A/SDB1
1797 | EL Room S/SDB |  |  | Scheinder |  |  | 2019 | Tower -A | Basement-1 | Basement-1 |  | CP/DLF/B-1/T-A/SDB2
1798 | PL.NO.44-45DB |  |  | Scheinder |  |  | 2019 | Tower -A | Basement-1 | Basement-1 |  | CP/DLF/B-1/T-A/SDB3
1799 | Near Shulte lift lobyDB |  |  | Scheinder |  |  | 2019 | Tower -A | Basement-1 | Basement-1 |  | CP/DLF/B-1/T-A/SDB4
1800 | FHC No-3DB |  |  | Scheinder |  |  | 2019 | Tower -A | Basement-1 | Basement-1 |  | CP/DLF/B-1/T-A/SDB5
1801 | BMS OfficeDB |  |  | Scheinder |  |  | 2019 | Tower -A | Basement-1 | Basement-1 |  | CP/DLF/B-1/T-A/SDB6
1802 | Near FHC No-3DB |  |  | Scheinder |  |  | 2019 | Tower -A | Basement-2 | Basement-2 |  | CP/DLF/B-2/T-A/SDB7
1803 | EL Room S/S DB |  |  | Scheinder |  |  | 2019 | Tower -A | Basement-2 | Basement-2 |  | CP/DLF/B-2/T-A/SDB8
1804 | EL Room S/S DB |  |  | Scheinder |  |  | 2019 | Tower -A | Basement-2 | Basement-2 |  | CP/DLF/B-2/T-A/SDB9
1805 | EL Room S/S DB |  |  | Scheinder |  |  | 2019 | Tower -A | Basement-2 | Basement-2 |  | CP/DLF/B-2/T-A/SDB10
1806 | EL Room S/S DB |  |  | Scheinder |  |  | 2019 | Tower -A | Basement-2 | Basement-2 |  | CP/DLF/B-2/T-A/SDB11
1807 | EL Room S/S DB |  |  | Scheinder |  |  | 2019 | Tower -A | Basement-3 | Basement-3 |  | CP/DLF/B-3/T-A/SDB11
1808 | EL Room S/S DB |  |  | Scheinder |  |  | 2019 | Tower -A | Basement-3 | Basement-3 |  | CP/DLF/B-3/T-A/SDB12
1809 | Near PL no-19 DB |  |  | Scheinder |  |  | 2019 | Tower -A | Basement-3 | Basement-3 |  | CP/DLF/B-3/T-A/SDB13
1810 | EL Room S/S DB |  |  | Scheinder |  |  | 2019 | Tower -A | Basement-4 | Basement-4 |  | CP/DLF/B-4/T-A/SDB13
1811 | EL Room S/S DB |  |  | Scheinder |  |  | 2019 | Tower -A | Basement-4 | Basement-4 |  | CP/DLF/B-4/T-A/SDB14
1812 | EL Room S/S DB |  |  | Scheinder |  |  | 2019 | Tower -A | Basement-4 | Basement-4 |  | CP/DLF/B-4/T-A/SDB15
1813 | EL Room S/S DB |  |  | Scheinder |  |  | 2019 | Tower -A | Basement-4 | Basement-4 |  | CP/DLF/B-4/T-A/SDB16
1814 | EL Room S/S DB |  |  | Scheinder |  |  | 2019 | Tower -A | Basement-4 | Basement-4 |  | CP/DLF/B-4/T-A/SDB17
1815 | Main Lift DB |  |  | Scheinder |  |  | 2019 | Tower-B | 12th floor | 12th floor |  | CP/DLF/12th/TB/DB16
1816 | Service Lift N/S&S/SDB |  |  | Scheinder |  |  | 2019 | Tower-B | 12th floor | 12th floor |  | CP/DLF/12th/TB/DB17
1817 | EL Room N/SDB |  |  | Scheinder |  |  | 2019 | Tower-B | 12th floor | 12th floor |  | CP/DLF/12th/TB/DB18
1818 | EL Room S/SDB |  |  | Scheinder |  |  | 2019 | Tower-B | 12th floor | 12th floor |  | CP/DLF/12th/TB/DB19
1819 | EL Room N/SDB |  |  | Scheinder |  |  | 2019 | Tower-B | 11th floor | 11th floor |  | CP/DLF/11th/TB/DB20
1820 | EL Room N/SDB |  |  | Scheinder |  |  | 2019 | Tower-B | 10th floor | 10th floor |  | CP/DLF/10th/TB/DB21
1821 | EL Room N/SDB |  |  | Scheinder |  |  | 2019 | Tower-B | 9th floor | 9th floor |  | CP/DLF/09th/TB/DB22
1822 | EL Room N/SDB |  |  | Scheinder |  |  | 2019 | Tower-B | 7th floor | 7th floor |  | CP/DLF/7th/TB/DB23
1823 | EL Room N/SDB |  |  | Scheinder |  |  | 2019 | Tower-B | 6th floor | 6th floor |  | CP/DLF/6th/TB/DB24
1824 | EL Room N/SDB |  |  | Scheinder |  |  | 2019 | Tower-B | 5th floor | 5th floor |  | CP/DLF/5th/TB/DB25
1825 | EL Room N/SDB |  |  | Scheinder |  |  | 2019 | Tower-B | 4th floor | 4th floor |  | CP/DLF/4th/TB/DB26
1826 | EL Room N/SDB |  |  | Scheinder |  |  | 2019 | Tower-B | 3rd floor | 3rd floor |  | CP/DLF/3th/TB/DB27
1827 | EL Room N/SDB |  |  | Scheinder |  |  | 2019 | Tower-B | 1st floor | 1st floor |  | CP/DLF/1at/TB/DB28
1828 | EL Room N/SDB |  |  | Scheinder |  |  | 2019 | Tower-B | G.Floor | G.Floor |  | CP/DLF/G floor/TB/DB29
1829 | EL Room S/SDB |  |  | Scheinder |  |  | 2019 | Tower-B | G.Floor | G.Floor |  | CP/DLF/G floor/TB/DB30
1830 | EL Room N/SDB |  |  | Scheinder |  |  | 2019 | Tower-B | Basement-1 | Basement-1 |  | CP/DLF/B-1/TB/DB31
1831 | EL Room S/SDB |  |  | Scheinder |  |  | 2019 | Tower-B | Basement-1 | Basement-1 |  | CP/DLF/B-1/TB/DB32
1832 | M.S Stair N/SDB |  |  | Scheinder |  |  | 2019 | Tower-B | Basement-1 | Basement-1 |  | CP/DLF/B-1/TB/DB33
1833 | M.S Stair S/SDB |  |  | Scheinder |  |  | 2019 | Tower-B | Basement-1 | Basement-1 |  | CP/DLF/B-1/TB/DB34
1834 | L.T RoomDB |  |  | Scheinder |  |  | 2019 | Tower-B | Basement-1 | Basement-1 |  | CP/DLF/B-1/TB/DB35
1835 | EL Room S/SDB |  |  | Scheinder |  |  | 2019 | Tower-B | Basement-2 | Basement-2 |  | CP/DLF/B-2/TB/DB36
1836 | EL Room N/SDB |  |  | Scheinder |  |  | 2019 | Tower-B | Basement-2 | Basement-2 |  | CP/DLF/B-2/TB/DB37
1837 | EL Room N/SDB |  |  | Scheinder |  |  | 2019 | Tower-B | Basement-3 | Basement-3 |  | CP/DLF/B-2/TB/DB38
1838 | EL Room S/SDB |  |  | Scheinder |  |  | 2019 | Tower-B | Basement-3 | Basement-3 |  | CP/DLF/B-2/TB/DB39
1839 | EL Room S/SDB |  |  | Scheinder |  |  | 2019 | Tower-B | Basement-4 | Basement-4 |  | CP/DLF/B-4/TB/DB40
1840 | EL Room N/S |  |  | Scheinder |  |  | 2019 | Tower-B | Basement-4 | Basement-4 |  | CP/DLF/B-4/TB/DB41
1841 | Main Lift DB |  |  | Scheinder |  |  | 2019 | Tower-C | 12th floor | 12th floor |  | CP/DLF/12th/TC/DB42
1842 | Service Lift N/S&S/SDB |  |  | Scheinder |  |  | 2019 | Tower-C | 12th floor | 12th floor |  | CP/DLF/12th/TC/DB43
1843 | EL Room N/SDB |  |  | Scheinder |  |  | 2019 | Tower-C | 12th floor | 12th floor |  | CP/DLF/12th/TC/DB44
1844 | EL Room S/SDB |  |  | Scheinder |  |  | 2019 | Tower-C | 12th floor | 12th floor |  | CP/DLF/12th/TC/DB45
1845 | EL Room N/SDB |  |  | Scheinder |  |  | 2019 | Tower-C | 10th floor | 10th floor |  | CP/DLF/10th/TC/DB46
1846 | EL Room N/SDB |  |  | Scheinder |  |  | 2019 | Tower-C | 9th floor | 9th floor |  | CP/DLF/9th/TC/DB47
1847 | EL Room N/SDB |  |  | Scheinder |  |  | 2019 | Tower-C | 7th floor | 7th floor |  | CP/DLF/7th/TC/DB48
1848 | EL Room N/SDB |  |  | Scheinder |  |  | 2019 | Tower-C | 6th floor | 6th floor |  | CP/DLF/6th/TC/DB49
1849 | EL Room N/SDB |  |  | Scheinder |  |  | 2019 | Tower-C | 5th floor | 5th floor |  | CP/DLF/5th/TC/DB50
1850 | EL Room N/SDB |  |  | Scheinder |  |  | 2019 | Tower-C | 4th floor | 4th floor |  | CP/DLF/4th/TC/DB51
1851 | EL Room N/SDB |  |  | Scheinder |  |  | 2019 | Tower-C | 3rd floor | 3rd floor |  | CP/DLF/3th/TC/DB52
1852 | EL Room N/SDB |  |  | Scheinder |  |  | 2019 | Tower-C | 1st floor | 1st floor |  | CP/DLF/1st Floor/TC/DB53
1853 | EL Room S/SDB |  |  | Scheinder |  |  | 2019 | Tower-C | 1st floor | 1st floor |  | CP/DLF/1st floor/TC/DB54
1854 | EL Room N/SDB |  |  | Scheinder |  |  | 2019 | Tower-C | G.Floor | G.Floor |  | CP/DLF/G.Floor/TC/DB55
1855 | EL Room S/SDB |  |  | Scheinder |  |  | 2019 | Tower-C | G.Floor | G.Floor |  | CP/DLF/G.Floor/TC/DB56
1856 | EL Room N/SDB |  |  | Scheinder |  |  | 2019 | Tower-C | Basement-1 | Basement-1 |  | CP/DLF/B-1/TC/DB57
1857 | EL Room N/SDB |  |  | Scheinder |  |  | 2019 | Tower-C | Basement-1 | Basement-1 |  | CP/DLF/B-1/TC/DB58
1858 | DLF OfficeDB |  |  | Scheinder |  |  | 2019 | Tower-C | Basement-1 | Basement-1 |  | CP/DLF/B-1/TC/DB59
1859 | EL Room N/SDB |  |  | Scheinder |  |  | 2019 | Tower-C | Basement-1 | Basement-1 |  | CP/DLF/B-1/TC/DB60
1860 | EL Room N/SDB |  |  | Scheinder |  |  | 2019 | Tower-C | Basement-1 | Basement-1 |  | CP/DLF/B-1/TC/DB61
1861 | EL Room S/SDB |  |  | Scheinder |  |  | 2019 | Tower-C | Basement-1 | Basement-1 |  | CP/DLF/B-1/TC/DB62
1862 | L,T RoomDB |  |  | Scheinder |  |  | 2019 | Tower-C | Basement-1 | Basement-1 |  | CP/DLF/B-1/TC/DB63
1863 | Near RMUDB |  |  | Scheinder |  |  | 2019 | Tower-C | Basement-1 | Basement-1 |  | CP/DLF/B-1/TC/DB64
1864 | EL Room N/SDB |  |  | Scheinder |  |  | 2019 | Tower-C | Basement-2 | Basement-2 |  | CP/DLF/B-2/TC/DB65
1865 | EL Room N/SDB |  |  | Scheinder |  |  | 2019 | Tower-C | Basement-3 | Basement-3 |  | CP/DLF/B-3/TC/DB66
1866 | EL Room S/SDB |  |  | Scheinder |  |  | 2019 | Tower-C | Basement-3 | Basement-3 |  | CP/DLF/B-3/TC/DB67
1867 | LDB |  |  | Scheinder |  |  | 2019 | Tower-A | SS,Electrical room | SS,ER |  | CP / DLF / T-C / SS,ER / LDB
1868 | LDB |  |  | Scheinder |  |  | 2019 | Tower-A | NS,Electrical room | NS,ER |  | CP / DLF / T-C / NS,ER / LDB
1869 | LDB 7.2 |  |  | Scheinder |  |  | 2019 | Tower-A | NS,Electrical room | NS,ER |  | CP / DLF / T-C / NS,ER / LDB 7.2
1870 | SDB U7.4 |  |  | Scheinder |  |  | 2019 | Tower-A | NS,Electrical room | NS,ER |  | CP / DLF / T-C / NS,ER / SDB U7.4
1871 | LDB 7.2 |  |  | Scheinder |  |  | 2019 | Tower-A | NS,Electrical room | NS,ER |  | CP / DLF / T-C / NS,ER / LDB 7.2
1872 | SDB U7.4 |  |  | Scheinder |  |  | 2019 | Tower-A | NS,Electrical room | NS,ER |  | CP / DLF / T-C / NS,ER / SDB U7.4
1873 | LDB |  |  | Scheinder |  |  | 2019 | Tower-A | SS,Electrical room | SS,ER |  | CP / DLF / T-C / SS,ER / LDB
1874 | PDB U1.7 |  |  | Scheinder |  |  | 2019 | Tower-A | NS,Electrical room | NS,ER |  | CP / DLF / T-C / NS,ER / PDB U1.7
1875 | ELDB U1.1.9 |  |  | Scheinder |  |  | 2019 | Tower-A | NS,Electrical room | NS,ER |  | CP / DLF / T-C / NS,ER / ELDB U1.1.9
1876 | LDB 7.5 |  |  | Scheinder |  |  | 2019 | Tower-A | NS,Electrical room | NS,ER |  | CP / DLF / T-C / NS,ER / LDB 7.5
1877 | PDB |  |  | Scheinder |  |  | 2019 | Tower-A | NS,Electrical room | NS,ER |  | CP/DLF/NS/ER/PDB
1878 | LDB |  |  | Scheinder |  |  | 2019 | Tower-A | NS,Electrical room | NS,ER |  | CP/DLF/NS/ER/ELDB
1879 | ELDB |  |  | Scheinder |  |  | 2019 | Tower-A | NS,Electrical room | NS,ER |  | CP/DLF/NS/ER/ELDB
1880 | ELDB |  |  | Scheinder |  |  | 2019 | Tower-A | SS,Electrical room | SS,ER |  | CP/DLF/NS/ER/ELDB
1881 | ELDB |  |  | Scheinder |  |  | 2019 | Tower-A | SS,Electrical room | SS,ER |  | CP/DLF/NS/ER/ELDB
1882 | LDB |  |  | Scheinder |  |  | 2019 | Tower-A | SS,Electrical room | SS,ER |  | CP/DLF/NS/ER/LDB
1883 | UPSDB |  |  | Scheinder |  |  | 2019 | Tower-A | SS,Electrical room | SS,ER |  | CP/DLF/NS/ER/UPSDB
1884 | LDB |  |  | Scheinder |  |  | 2019 | Tower-A | NS,Electrical room | NS,ER |  | CP/DLF/NS/ER/LDB
1885 | ELDB |  |  | Scheinder |  |  | 2019 | Tower-A | NS,Electrical room | NS,ER |  | CP/DLF/NS/ER/ELDB
1886 | PDB |  |  | Scheinder |  |  | 2019 | Tower-A | NS,Electrical room | NS,ER |  | CP/DLF/NS/ER/PDB
1887 | LDB |  |  | Scheinder |  |  | 2019 | Tower-A | SS,Electrical room | SS,ER |  | CP / DLF / T-C / SS,ER / LDB
1888 | ELDB |  |  | Scheinder |  |  | 2019 | Tower-A | SS,Electrical room | SS,ER |  | CP / DLF / T-C / SS,ER / ELDB
1889 | LDB |  |  | Scheinder |  |  | 2019 | Tower-A | SS,Electrical room | SS,ER |  | CP / DLF / T-C / SS,ER / LDB
1890 | LDB |  |  | Scheinder |  |  | 2019 | Tower-A | SS,Electrical room | SS,ER |  | CP / DLF / T-C / SS,ER / LDB
1891 | ELDB |  |  | Scheinder |  |  | 2019 | Tower-A | SS,Electrical room | SS,ER |  | CP / DLF / T-C / SS,ER / ELDB
1892 | LDB |  |  | Scheinder |  |  | 2019 | Tower-A | SS,Electrical room | SS,ER |  | CP / DLF / T-C / SS,ER / LDB
1893 | LDB |  |  | Scheinder |  |  | 2019 | Tower-A | NS,Electrical room | NS,ER |  | CP / DLF / T-C / NS,ER / LDB
1894 | PDB |  |  | Scheinder |  |  | 2019 | Tower-A | NS,Electrical room | NS,ER |  | CP / DLF / T-C / NS,ER / PDB
1895 | ELDB |  |  | Scheinder |  |  | 2019 | Tower-A | NS,Electrical room | NS,ER |  | CP / DLF / T-C / NS,ER / ELDB
1896 | LDB |  |  | Scheinder |  |  | 2019 | Tower-A | Near Ramp | Near Ramp |  | CP / DLF / T-C / Near Ramp / LDB
1897 | LDB |  |  | Scheinder |  |  | 2019 | Tower-A | Pillar No.25 | Pillar No.25 |  | CP / DLF / T-C / Pillar No.25 / LDB
1898 | ELDB |  |  | Scheinder |  |  | 2019 | Tower-A | SS,Electrical room | SS,ER |  | CP / DLF / T-C / SS,ER / ELDB
1899 | LDB |  |  | Scheinder |  |  | 2019 | Tower-A | SS,Electrical room | SS,ER |  | CP / DLF / T-C / SS,ER / LDB
1900 | LDB |  |  | Scheinder |  |  | 2019 | Tower-A | SS,Electrical room | SS,ER |  | CP / DLF / T-C / SS,ER / LDB
1901 | LDB |  |  | Scheinder |  |  | 2019 | Tower-A | NS,Electrical room | NS,ER |  | CP / DLF / T-C / NS,ER / LDB
1902 | PDB |  |  | Scheinder |  |  | 2019 | Tower-A | NS,Electrical room | NS,ER |  | CP / DLF / T-C / NS,ER / PDB
1903 | ELDB |  |  | Scheinder |  |  | 2019 | Tower-A | NS,Electrical room | NS,ER |  | CP / DLF / T-C / NS,ER / ELDB
1904 | LDB |  |  | Scheinder |  |  | 2019 | Tower-A | Near Ramp | Near Ramp |  | CP / DLF / T-C / Near Ramp / LDB
1905 | PDB |  |  | Scheinder |  |  | 2019 | Tower-A | Near Service lift | Near Service lift |  | CP / DLF / T-C / Near Service lift / PDB
1906 | LDB |  |  | Scheinder |  |  | 2019 | Tower-A | Near Service lift | Near Service lift |  | CP / DLF / T-C / Near Service lift / LDB
1907 | ELDB |  |  | Scheinder |  |  | 2019 | Tower-A | Near Service lift | Near Service lift |  | CP / DLF / T-C / Near Service lift / ELDB
1908 | LDB |  |  | Scheinder |  |  | 2019 | Tower-A | Near Shuttle lift | Near Shuttle lift |  | CP / DLF / T-C / Near Shuttle lift / LDB
1909 | PDB-1 |  |  | Scheinder |  |  | 2019 | Tower-B | NS,Electrical room | NS,ER |  | CP / DLF / T-C / NS,ER / PDB-1
1910 | PDB-2 |  |  | Scheinder |  |  | 2019 | Tower-B | SS,Electrical room | NS,ER |  | CP / DLF / T-C / NS,ER / PDB-2
1911 | LDB 7.10 |  |  | Scheinder |  |  | 2019 | Tower-B | NS,Electrical room | NS,ER |  | CP / DLF / T-C / NS,ER / LDB 7.10
1912 | ELDB U.1.8 |  |  | Scheinder |  |  | 2019 | Tower-B | NS,Electrical room | NS,ER |  | CP / DLF / T-C / NS,ER / ELDB U.1.8
1913 | PDB 1.11 |  |  | Scheinder |  |  | 2019 | Tower-B | NS,Electrical room | NS,ER |  | CP / DLF / T-C / NS,ER / PDB 1.11
1914 | ELDB U1.7 |  |  | Scheinder |  |  | 2019 | Tower-B | NS,Electrical room | NS,ER |  | CP / DLF / T-C / NS,ER / ELDB U1.7
1915 | PDB 7.2.9 |  |  | Scheinder |  |  | 2019 | Tower-B | NS,Electrical room | NS,ER |  | CP / DLF / T-C / NS,ER / PDB 7.2.9
1916 | LDB 7.9 |  |  | Scheinder |  |  | 2019 | Tower-B | NS,Electrical room | NS,ER |  | CP / DLF / T-C / NS,ER / LDB 7.9
1917 | LDB 7.8 |  |  | Scheinder |  |  | 2019 | Tower-B | NS,Electrical room | NS,ER |  | CP / DLF / T-C / NS,ER / LDB 7.8
1918 | ELDB U1.6 |  |  | Scheinder |  |  | 2019 | Tower-B | NS,Electrical room | NS,ER |  | CP / DLF / T-C / NS,ER / ELDB U1.6
1919 | PDB U1.11 |  |  | Scheinder |  |  | 2019 | Tower-B | NS,Electrical room | NS,ER |  | CP / DLF / T-C / NS,ER / PDB U1.11
1920 | LDB 7.7 |  |  | Scheinder |  |  | 2019 | Tower-B | NS,Electrical room | NS,ER |  | CP / DLF / T-C / NS,ER / LDB 7.7
1921 | PDB 1.8 |  |  | Scheinder |  |  | 2019 | Tower-B | NS,Electrical room | NS,ER |  | CP / DLF / T-C / NS,ER / PDB 1.8
1922 | ELDB U1.5 |  |  | Scheinder |  |  | 2019 | Tower-B | NS,Electrical room | NS,ER |  | CP / DLF / T-C / NS,ER / ELDB U1.5
1923 | LDB 7.2 |  |  | Scheinder |  |  | 2019 | Tower-B | NS,Electrical room | NS,ER |  | CP / DLF / T-C / NS,ER / LDB 7.2
1924 | ELDB 1 |  |  | Scheinder |  |  | 2019 | Tower-B | NS,Electrical room | NS,ER |  | CP / DLF / T-C / NS,ER / ELDB 1
1925 | PDB 7.2 |  |  | Scheinder |  |  | 2019 | Tower-B | NS,Electrical room | NS,ER |  | CP / DLF / T-C / NS,ER / PDB 7.2
1926 | PDB U4.2 |  |  | Scheinder |  |  | 2019 | Tower-B | NS,Electrical room | NS,ER |  | CP / DLF / T-C / NS,ER / PDB U4.2
1927 | ELDB |  |  | Scheinder |  |  | 2019 | Tower-B | NS,Electrical room | NS,ER |  | CP / DLF / T-C / NS,ER / ELDB
1928 | PDB 16 |  |  | Scheinder |  |  | 2019 | Tower-B | SS,Electrical room | SS,ER |  | CP / DLF / T-C / SS,ER / PDB 16
1929 | ELDB U1.1 |  |  | Scheinder |  |  | 2019 | Tower-B | SS,Electrical room | SS,ER |  | CP / DLF / T-C / SS,ER / ELDB U1.1
1930 | ELDB U1.7 |  |  | Scheinder |  |  | 2019 | Tower-B | SS,Electrical room | SS,ER |  | CP / DLF / T-C / SS,ER / ELDB U1.7
1931 | PDB 1.2 |  |  | Scheinder |  |  | 2019 | Tower-C | SS,ER | SS,ER |  | CP / DLF / T-C / SS,ER / PDB 1.2
1932 | PDB 1.1 |  |  | Scheinder |  |  | 2019 | Tower-C | NS,ER | NS,ER |  | CP / DLF / T-C / NS,ER / PDB 1.1
1933 | LDB 7.9 |  |  | Scheinder |  |  | 2019 | Tower-C | NS,ER | NS,ER |  | CP / DLF / T-C / NS,ER / LDB 7.9
1934 | ELDB U1.2.12 |  |  | Scheinder |  |  | 2019 | Tower-C | NS,ER | NS,ER |  | CP / DLF / T-C / NS,ER / ELDB U1.2.12
1935 | PDB 1.6 |  |  | Scheinder |  |  | 2019 | Tower-C | NS,ER | NS,ER |  | CP / DLF / T-C / NS,ER / PDB 1.6
1936 | LDB 7.8 |  |  | Scheinder |  |  | 2019 | Tower-C | NS,ER | NS,ER |  | CP / DLF / T-C / NS,ER / LDB 7.8
1937 | PDB 7.2.11 |  |  | Scheinder |  |  | 2019 | Tower-C | NS,ER | NS,ER |  | CP / DLF / T-C / NS,ER / PDB 7.2.11
1938 | ELDB U1.2.11 |  |  | Scheinder |  |  | 2019 | Tower-C | NS,ER | NS,ER |  | CP / DLF / T-C / NS,ER / ELDB U1.2.11
1939 | LDB 7.7 |  |  | Scheinder |  |  | 2019 | Tower-C | NS,ER | NS,ER |  | CP / DLF / T-C / NS,ER / LDB 7.7
1940 | ELDB U1.2.10 |  |  | Scheinder |  |  | 2019 | Tower-C | NS,ER | NS,ER |  | CP / DLF / T-C / NS,ER / ELDB U1.2.10
1941 | PDB U1.9 |  |  | Scheinder |  |  | 2019 | Tower-C | NS,ER | NS,ER |  | CP / DLF / T-C / NS,ER / PDB U1.9
1942 | PDB 7.2.10 |  |  | Scheinder |  |  | 2019 | Tower-C | NS,ER | NS,ER |  | CP / DLF / T-C / NS,ER / PDB 7.2.10
1943 | LDB 7.6 |  |  | Scheinder |  |  | 2019 | Tower-C | NS,ER | NS,ER |  | CP / DLF / T-C / NS,ER / LDB 7.6
1944 | ELDB U1.2.9 |  |  | Scheinder |  |  | 2019 | Tower-C | NS,ER | NS,ER |  | CP / DLF / T-C / NS,ER / ELDB U1.2.9
1945 | ELDB U1.2.9 |  |  | Scheinder |  |  | 2019 | Tower-C | NS,ER | NS,ER |  | CP / DLF / T-C / NS,ER / ELDB U1.2.9
1946 | LDB 7.6 |  |  | Scheinder |  |  | 2019 | Tower-C | NS,ER | NS,ER |  | CP / DLF / T-C / NS,ER / LDB 7.6
1947 | LDB 7.9 |  |  | Scheinder |  |  | 2019 | Tower-C | SS,ER | SS,ER |  | CP / DLF / T-C / SS,ER / LDB 7.9
1948 | ELDB U1.2 |  |  | Scheinder |  |  | 2019 | Tower-C | SS,ER | SS,ER |  | CP / DLF / T-C / SS,ER / ELDB U1.2
1949 | PDB 2.2 |  |  | Scheinder |  |  | 2019 | Tower-C | NS,ER | NS,ER |  | CP / DLF / T-C / NS,ER / PDB 2.2
1950 | PDB 2.1 |  |  | Scheinder |  |  | 2019 | Tower-C | NS,ER | NS,ER |  | CP / DLF / T-C / NS,ER / PDB 2.1
1951 | ELDB U1. |  |  | Scheinder |  |  | 2019 | Tower-C | NS,ER | NS,ER |  | CP / DLF / T-C / NS,ER / ELDB U1.
1952 | VFD | 15 | KW | Danfoss |  | 947514A528 | 2019 | Tower A | 11TH F 1st AHU |  |  | CP/DLF/TA/VFD/01
1953 | VFD | 15 | KW | Danfoss |  | 947914A528 | 2019 | Tower A | 11th F 4th AHU |  |  | CP/DLF/TA/VFD/02
1954 | VFD | 11 | KW | Danfoss |  | 460914A098 | 2019 | Tower A | 11th F 2nd AHU |  |  | CP/DLF/TA/VFD/03
1955 | VFD | 11 | KW | Danfoss |  | 659514A338 | 2019 | Tower A | 11th F 3rd AHU |  |  | CP/DLF/TA/VFD/04
1956 | VFD | 11 | KW | Danfoss |  | 659114A338 | 2019 | Tower A | 10th F 2nd AHU |  |  | CP/DLF/TA/VFD/05
1957 | VFD | 11 | KW | Danfoss |  | 660814A338 | 2019 | Tower A | 10th F 3rdAHU |  |  | CP/DLF/TA/VFD/06
1958 | VFD | 15 | KW | Danfoss |  | 818114A348 | 2019 | Tower A | 10th F 4th AHU |  |  | CP/DLF/TA/VFD/07
1959 | VFD | 15 | KW | Danfoss |  | 658514A098 | 2019 | Tower A | 10th F 1st AHU |  |  | CP/DLF/TA/VFD/08
1960 | VFD | 11 | KW | Danfoss |  | 660614A338 | 2019 | Tower A | 9th F 3rd AHU |  |  | CP/DLF/TA/VFD/09
1961 | VFD | 11 | KW | Danfoss |  | 464314A020 | 2019 | Tower A | 9th F 2nd AHU |  |  | CP/DLF/TA/VFD/10
1962 | VFD | 15 | KW | Danfoss |  | 818014A348 | 2019 | Tower A | 9th F 4th AHU |  |  | CP/DLF/TA/VFD/11
1963 | VFD | 15 | KW | Danfoss |  | 657414A098 | 2019 | Tower A | 9th F 1st AHU |  |  | CP/DLF/TA/VFD/12
1964 | VFD | 11 | KW | Danfoss |  | 658414A338 | 2019 | Tower A | 8th F 3rd AHU |  |  | CP/DLF/TA/VFD/13
1965 | VFD | 11 | KW | Danfoss |  | 674814A338 | 2019 | Tower A | 8th F 2nd AHU |  |  | CP/DLF/TA/VFD/14
1966 | VFD | 15 | KW | Danfoss |  | 819514A348 | 2019 | Tower A | 8th F 4th AHU |  |  | CP/DLF/TA/VFD/15
1967 | VFD | 15 | KW | Danfoss |  | 947314A528 | 2019 | Tower A | 8th F 1st AHU |  |  | CP/DLF/TA/VFD/16
1968 | VFD | 11 | KW | Danfoss |  | 674514A338 | 2019 | Tower A | 7th F 1st AHU |  |  | CP/DLF/TA/VFD/17
1969 | VFD | 11 | KW | Danfoss |  | 674114A338 | 2019 | Tower A | 7th F 4thAHU |  |  | CP/DLF/TA/VFD/18
1970 | VFD | 15 | KW | Danfoss |  | 951414A528 | 2019 | Tower A | 7th F 2nd AHU |  |  | CP/DLF/TA/VFD/19
1971 | VFD | 15 | KW | Danfoss |  | 795214A328 | 2019 | Tower A | 7th F 3rd AHU |  |  | CP/DLF/TA/VFD/20
1972 | VFD | 11 | KW | Danfoss |  | 661214A338 | 2019 | Tower A | 6th F 1st AHU |  |  | CP/DLF/TA/VFD/21
1973 | VFD | 15 | KW | Danfoss |  | 654014A098 | 2019 | Tower A | 6th F 4th AHU |  |  | CP/DLF/TA/VFD/22
1974 | VFD | 11 | KW | Danfoss |  | 673014A338 | 2019 | Tower A | 6th F 2nd AHU |  |  | CP/DLF/TA/VFD/23
1975 | VFD | 11 | KW | Danfoss |  | 659314A338 | 2019 | Tower A | 6th F 3rd AHU |  |  | CP/DLF/TA/VFD/24
1976 | VFD | 11 | KW | Danfoss |  | 462114A098 | 2019 | Tower A | 5th F 2nd AHU |  |  | CP/DLF/TA/VFD/25
1977 | VFD | 11 | KW | Danfoss |  | 461014A098 | 2019 | Tower A | 5th F 3rd AHU |  |  | CP/DLF/TA/VFD/26
1978 | VFD | 15 | KW | Danfoss |  | 651614A098 | 2019 | Tower A | 5th F 1st AHU |  |  | CP/DLF/TA/VFD/27
1979 | VFD | 15 | KW | Danfoss |  | 655314A098 | 2019 | Tower A | 5th F 4th AHU |  |  | CP/DLF/TA/VFD/28
1980 | VFD | 15 | KW | Danfoss |  | 652814A098 | 2019 | Tower A | 4th F 1st AHU |  |  | CP/DLF/TA/VFD/29
1981 | VFD | 15 | KW | Danfoss |  | 948414A528 | 2019 | Tower A | 4th F 4th AHU |  |  | CP/DLF/TA/VFD/30
1982 | VFD | 11 | KW | Danfoss |  | 662314A338 | 2019 | Tower A | 4th F 3rd AHU |  |  | CP/DLF/TA/VFD/31
1983 | VFD | 11 | KW | Danfoss |  | 674314A338 | 2019 | Tower A | 4th F 2nd AHU |  |  | CP/DLF/TA/VFD/32
1984 | VFD | 15 | KW | Danfoss |  | 818714A348 | 2019 | Tower A | 3rd F 1st AHU |  |  | CP/DLF/TA/VFD/33
1985 | VFD | 15 | KW | Danfoss |  | 819914A348 | 2019 | Tower A | 3rd F 4th AHU |  |  | CP/DLF/TA/VFD/34
1986 | VFD | 11 | KW | Danfoss |  | 674414A338 | 2019 | Tower A | 3rd F 2nd AHU |  |  | CP/DLF/TA/VFD/35
1987 | VFD | 11 | KW | Danfoss |  | 467214A020 | 2019 | Tower A | 3rd F 3rd AHU |  |  | CP/DLF/TA/VFD/36
1988 | VFD | 15 | KW | Danfoss |  | 818314A348 | 2019 | Tower A | 2nd F 1st AHU |  |  | CP/DLF/TA/VFD/37
1989 | VFD | 15 | KW | Danfoss |  | 653014A098 | 2019 | Tower A | 2nd F 4th AHU |  |  | CP/DLF/TA/VFD/38
1990 | VFD | 11 | KW | Danfoss |  | 674014A338 | 2019 | Tower A | 2nd F 2nd AHU |  |  | CP/DLF/TA/VFD/39
1991 | VFD | 11 | KW | Danfoss |  | 674714A338 | 2019 | Tower A | 2nd F 3rd AHU |  |  | CP/DLF/TA/VFD/40
1992 | VFD | 7.5 | KW | Danfoss |  | 487114A030 | 2019 | Tower A | 1st Floor Atrium |  |  | CP/DLF/TA/VFD/41
1993 | VFD | 7.5 | KW | Danfoss |  | 488714A030 | 2019 | Tower A | GYM |  |  | CP/DLF/TA/VFD/42
1994 | VFD | 7.5 | KW | Danfoss |  | 485414A030 | 2019 | Tower A | VOLVO |  |  | CP/DLF/TA/VFD/43
1995 | VFD | 15 | KW | Danfoss |  | 946814A528 | 2019 | Tower B | Auditorium |  |  | CP/DLF/TA/VFD/44
1996 | VFD | 11 | KW | Danfoss |  | 460014A098 | 2019 | Tower B | 12th F 1st AHU |  |  | CP/DLF/TB/VFD/45
1997 | VFD | 11 | KW | Danfoss |  | 474014A098 | 2019 | Tower B | 12th F 2nd AHU |  |  | CP/DLF/TB/VFD/46
1998 | VFD | 11 | KW | Danfoss |  | 303102A132 | 2019 | Tower B | 12th F 3rd AHU |  |  | CP/DLF/TB/VFD/47
1999 | VFD | 15 | KW | Danfoss |  | 947114A528 | 2019 | Tower B | 12th F 4th AHU |  |  | CP/DLF/TB/VFD/48
2000 | VFD | 11 | KW | Danfoss |  | 669714A338 | 2019 | Tower B | 11th F 1st AHU |  |  | CP/DLF/TB/VFD/49
2001 | VFD | 11 | KW | Danfoss |  | 765914A338 | 2019 | Tower B | 11th F 2nd AHU |  |  | CP/DLF/TB/VFD/50
2002 | VFD | 11 | KW | Danfoss |  | 461114A098 | 2019 | Tower B | 11th F 3rd AHU |  |  | CP/DLF/TB/VFD/51
2003 | VFD | 15 | KW | Danfoss |  | 817614A398 | 2019 | Tower B | 11th F 4thAHU |  |  | CP/DLF/TB/VFD/52
2004 | VFD | 11 | KW | Danfoss |  | 668214A338 | 2019 | Tower B | 10th F 1st AHU |  |  | CP/DLF/TB/VFD/53
2005 | VFD | 11 | KW | Danfoss |  | 658914A338 | 2019 | Tower B | 10th F 2nd AHU |  |  | CP/DLF/TB/VFD/54
2006 | VFD | 15 | KW | Danfoss |  | 819314A348 | 2019 | Tower B | 10th F 3rd AHU |  |  | CP/DLF/TB/VFD/55
2007 | VFD | 15 | KW | Danfoss |  | 947614A528 | 2019 | Tower B | 10th F 4th AHU |  |  | CP/DLF/TB/VFD/56
2008 | VFD | 15 | KW | Danfoss |  | 949214A528 | 2019 | Tower B | 9th F 1st AHU |  |  | CP/DLF/TB/VFD/57
2009 | VFD | 15 | KW | Danfoss |  | 818814A348 | 2019 | Tower B | 9th F 2nd AHU |  |  | CP/DLF/TB/VFD/58
2010 | VFD | 15 | KW | Danfoss |  | 660114A098 | 2019 | Tower B | 9th F 3rd AHU |  |  | CP/DLF/TB/VFD/59
2011 | VFD | 15 | KW | Danfoss |  | 946514A528 | 2019 | Tower B | 9th F 4th AHU |  |  | CP/DLF/TB/VFD/60
2012 | VFD | 15 | KW | Danfoss |  | 653414A098 | 2019 | Tower B | 8th F 1st AHU |  |  | CP/DLF/TB/VFD/61
2013 | VFD | 15 | KW | Danfoss |  | 652314A098 | 2019 | Tower B | 8th F 2nd AHU |  |  | CP/DLF/TB/VFD/62
2014 | VFD | 15 | KW | Danfoss |  | 951514A528 | 2019 | Tower B | 8th F 3rd AHU |  |  | CP/DLF/TB/VFD/63
2015 | VFD | 15 | KW | Danfoss |  | 952514A528 | 2019 | Tower B | 8th F 4th AHU |  |  | CP/DLF/TB/VFD/64
2016 | VFD | 15 | KW | Danfoss |  | 656614A098 | 2019 | Tower B | 7th F 1st AHU |  |  | CP/DLF/TB/VFD/65
2017 | VFD | 15 | KW | Danfoss |  | 817414A348 | 2019 | Tower B | 7th F 2nd AHU |  |  | CP/DLF/TB/VFD/66
2018 | VFD | 15 | KW | Danfoss |  | 817914A348 | 2019 | Tower B | 7th F 3rd AHU |  |  | CP/DLF/TB/VFD/67
2019 | VFD | 15 | KW | Danfoss |  | 948914A528 | 2019 | Tower B | 7th F 4th AHU |  |  | CP/DLF/TB/VFD/68
2020 | VFD | 11 | KW | Danfoss |  | 660414A338 | 2019 | Tower B | 6th F 4th AHU |  |  | CP/DLF/TB/VFD/69
2021 | VFD | 11 | KW | Danfoss |  | 675614A338 | 2019 | Tower B | 6th F 2nd AHU |  |  | CP/DLF/TB/VFD/70
2022 | VFD | 15 | KW | Danfoss |  | 948214A528 | 2019 | Tower B | 6th F 3rd AHU |  |  | CP/DLF/TB/VFD/71
2023 | VFD | 15 | KW | Danfoss |  | 818614A348 | 2019 | Tower B | 6th F 1st AHU |  |  | CP/DLF/TB/VFD/72
2024 | VFD | 15 | KW | Danfoss |  | 657014A098 | 2019 | Tower B | 5th F 1st AHU |  |  | CP/DLF/TB/VFD/73
2025 | VFD | 15 | KW | Danfoss |  | 817314A348 | 2019 | Tower B | 5th F 2nd AHU |  |  | CP/DLF/TB/VFD/74
2026 | VFD | 15 | KW | Danfoss |  | 817214A348 | 2019 | Tower B | 5th F 3rd AHU |  |  | CP/DLF/TB/VFD/75
2027 | VFD | 11 | KW | Danfoss |  | 459914A098 | 2019 | Tower B | 5th F 4th AHU |  |  | CP/DLF/TB/VFD/76
2028 | VFD | 15 | KW | Danfoss |  | 653914A098 | 2019 | Tower B | 4th F 1st AHU |  |  | CP/DLF/TB/VFD/77
2029 | VFD | 15 | KW | Danfoss |  | 652914A098 | 2019 | Tower B | 4th F 2nd AHU |  |  | CP/DLF/TB/VFD/78
2030 | VFD | 15 | KW | Danfoss |  | 653714A098 | 2019 | Tower B | 4th F 3rd AHU |  |  | CP/DLF/TB/VFD/79
2031 | VFD | 15 | KW | Danfoss |  | 946614A528 | 2019 | Tower B | 4th F 4th AHU |  |  | CP/DLF/TB/VFD/80
2032 | VFD | 15 | KW | Danfoss |  | 657214A098 | 2019 | Tower B | 3rd F 1st AHU |  |  | CP/DLF/TB/VFD/81
2033 | VFD | 15 | KW | Danfoss |  | 796114A328 | 2019 | Tower B | 3rd F 2nd AHU |  |  | CP/DLF/TB/VFD/82
2034 | VFD | 15 | KW | Danfoss |  | 947014A528 | 2019 | Tower B | 3rd F 3rd AHU |  |  | CP/DLF/TB/VFD/83
2035 | VFD | 15 | KW | Danfoss |  | 946914A528 | 2019 | Tower B | 3rd F 4th AHU |  |  | CP/DLF/TB/VFD/84
2036 | VFD | 11 | KW | Danfoss |  | 676014A338 | 2019 | Tower B | 2nd F 1st AHU |  |  | CP/DLF/TB/VFD/85
2037 | VFD | 11 | KW | Danfoss |  | 675114A338 | 2019 | Tower B | 2nd F 2nd AHU |  |  | CP/DLF/TB/VFD/86
2038 | VFD | 11 | KW | Danfoss |  | 661114A338 | 2019 | Tower B | 2nd F 3rd AHU |  |  | CP/DLF/TB/VFD/87
2039 | VFD | 11 | KW | Danfoss |  | 658314A338 | 2019 | Tower B | 2nd F 4th AHU |  |  | CP/DLF/TB/VFD/88
2040 | VFD | 15 | KW | Danfoss |  | 307714A509 | 2019 | Tower B | 1st F 4th AHU |  |  | CP/DLF/TB/VFD/89
2041 | VFD | 7.5 | KW | Danfoss |  | 488614A030 | 2019 | Tower B | 1st F 1st AHU |  |  | CP/DLF/TB/VFD/90
2042 | VFD | 7.5 | KW | Danfoss |  | 488914A030 | 2019 | Tower B | 1st F 2nd AHU |  |  | CP/DLF/TB/VFD/91
2043 | VFD | 7.5 | KW | Danfoss |  | 487614A030 | 2019 | Tower B | 1st F 2nd AHU |  |  | CP/DLF/TB/VFD/92
2044 | VFD | 15 | KW | Danfoss |  | 072224E402 | 2019 | Tower B | 1st F 3rd AHU |  |  | CP/DLF/TB/VFD/93
2045 | VFD | 5.5 | KW | Danfoss |  | 998114A489 | 2019 | Tower B | 1st F 3rd AHU |  |  | CP/DLF/TB/VFD/94
2046 | VFD | 11 | KW | Danfoss |  | 460814A098 | 2019 | Tower B | CAMPUS-1 |  |  | CP/DLF/TB/VFD/95
2047 | VFD | 11 | KW | Danfoss |  | 460714A098 | 2019 | Tower B | CAMPUS-2 |  |  | CP/DLF/TB/VFD/96
2048 | VFD | 11 | KW | Danfoss |  | 657814A338 | 2019 | Tower C | 12th F 1st AHU |  |  | CP/DLF/TC/VFD/97
2049 | VFD | 15 | KW | Danfoss |  | 655214A098 | 2019 | Tower C | 12th F 2nd AHU |  |  | CP/DLF/TC/VFD/98
2050 | VFD | 15 | KW | Danfoss |  | 660914A098 | 2019 | Tower C | 12th F 3rd AHU |  |  | CP/DLF/TC/VFD/99
2051 | VFD | 11 | KW | Danfoss |  | 674614A338 | 2019 | Tower C | 12th F 4th AHU |  |  | CP/DLF/TC/VFD/100
2052 | VFD | 11 | KW | Danfoss |  | 657914A338 | 2019 | Tower C | 11th F 1st AHU |  |  | CP/DLF/TC/VFD/101
2053 | VFD | 11 | KW | Danfoss |  | 662214A338 | 2019 | Tower C | 11th F 2nd AHU |  |  | CP/DLF/TC/VFD/102
2054 | VFD | 11 | KW | Danfoss |  | 460414A098 | 2019 | Tower C | 11th F 3rd AHU |  |  | CP/DLF/TC/VFD/103
2055 | VFD | 11 | KW | Danfoss |  | 660714A338 | 2019 | Tower C | 11th F 4thAHU |  |  | CP/DLF/TC/VFD/104
2056 | VFD | 11 | KW | Danfoss |  | 673214A338 | 2019 | Tower C | 10th F 1st AHU |  |  | CP/DLF/TC/VFD/105
2057 | VFD | 15 | KW | Danfoss |  | 817114A348 | 2019 | Tower C | 10th F 2nd AHU |  |  | CP/DLF/TC/VFD/106
2058 | VFD | 15 | KW | Danfoss |  | 795914A328 | 2019 | Tower C | 10th F 3rd AHU |  |  | CP/DLF/TC/VFD/107
2059 | VFD | 11 | KW | Danfoss |  | 659014A338 | 2019 | Tower C | 10th F 4th AHU |  |  | CP/DLF/TC/VFD/108
2060 | VFD | 11 | KW | Danfoss |  | 675714A338 | 2019 | Tower C | 9th F 1st AHU |  |  | CP/DLF/TC/VFD/109
2061 | VFD | 15 | KW | Danfoss |  | 946714A528 | 2019 | Tower C | 9th F 2nd AHU |  |  | CP/DLF/TC/VFD/110
2062 | VFD | 15 | KW | Danfoss |  | 795714A328 | 2019 | Tower C | 9th F 3rd AHU |  |  | CP/DLF/TC/VFD/111
2063 | VFD | 11 | KW | Danfoss |  | 659614A338 | 2019 | Tower C | 9th F 4th AHU |  |  | CP/DLF/TC/VFD/112
2064 | VFD | 11 | KW | Danfoss |  | 658514A338 | 2019 | Tower C | 8th F 1st AHU |  |  | CP/DLF/TC/VFD/113
2065 | VFD | 15 | KW | Danfoss |  | 948014A528 | 2019 | Tower C | 8th F 2nd AHU |  |  | CP/DLF/TC/VFD/114
2066 | VFD | 15 | KW | Danfoss |  | 946414A528 | 2019 | Tower C | 8th F 3rd AHU |  |  | CP/DLF/TC/VFD/115
2067 | VFD | 11 | KW | Danfoss |  | 661614A338 | 2019 | Tower C | 8th F 4th AHU |  |  | CP/DLF/TC/VFD/116
2068 | VFD | 11 | KW | Danfoss |  | 661014A338 | 2019 | Tower C | 7th F 1st AHU |  |  | CP/DLF/TC/VFD/117
2069 | VFD | 15 | KW | Danfoss |  | 653314A098 | 2019 | Tower C | 7th F 2nd AHU |  |  | CP/DLF/TC/VFD/118
2070 | VFD | 15 | KW | Danfoss |  | 305614A509 | 2019 | Tower C | 7th F 3rd AHU |  |  | CP/DLF/TC/VFD/119
2071 | VFD | 11 | KW | Danfoss |  | 659814A338 | 2019 | Tower C | 7th F 4th AHU |  |  | CP/DLF/TC/VFD/120
2072 | VFD | 11 | KW | Danfoss |  | 659114A338 | 2019 | Tower C | 6th F 4th AHU |  |  | CP/DLF/TC/VFD/121
2073 | VFD | 11 | KW | Danfoss |  | 660014A338 | 2019 | Tower C | 6th F 2nd AHU |  |  | CP/DLF/TC/VFD/122
2074 | VFD | 15 | KW | Danfoss |  | 652514A098 | 2019 | Tower C | 6th F 3rd AHU |  |  | CP/DLF/TC/VFD/123
2075 | VFD | 11 | KW | Danfoss |  | 676214A338 | 2019 | Tower C | 6th F 1st AHU |  |  | CP/DLF/TC/VFD/124
2076 | VFD | 11 | KW | Danfoss |  | 657714A338 | 2019 | Tower C | 5th F 1st AHU |  |  | CP/DLF/TC/VFD/125
2077 | VFD | 15 | KW | Danfoss |  | 795814A328 | 2019 | Tower C | 5th F 2nd AHU |  |  | CP/DLF/TC/VFD/126
2078 | VFD | 15 | KW | Danfoss |  | 819214A348 | 2019 | Tower C | 5th F 3rd AHU |  |  | CP/DLF/TC/VFD/127
2079 | VFD | 11 | KW | Danfoss |  | 659214A338 | 2019 | Tower C | 5th F 4th AHU |  |  | CP/DLF/TC/VFD/128
2080 | VFD | 11 | KW | Danfoss |  | 658814A338 | 2019 | Tower C | 4th F 1st AHU |  |  | CP/DLF/TC/VFD/129
2081 | VFD | 15 | KW | Danfoss |  | 947114A528 | 2019 | Tower C | 4th F 2nd AHU |  |  | CP/DLF/TC/VFD/130
2082 | VFD | 15 | KW | Danfoss |  | 275802A142 | 2019 | Tower C | 4th F 3rd AHU |  |  | CP/DLF/TC/VFD/131
2083 | VFD | 11 | KW | Danfoss |  | 660314A338 | 2019 | Tower C | 4th F 4th AHU |  |  | CP/DLF/TC/VFD/132
2084 | VFD | 11 | KW | Danfoss |  | 658014A338 | 2019 | Tower C | 3rd F 1st AHU |  |  | CP/DLF/TC/VFD/133
2085 | VFD | 15 | KW | Danfoss |  | 947814A528 | 2019 | Tower C | 3rd F 2nd AHU |  |  | CP/DLF/TC/VFD/134
2086 | VFD | 15 | KW | Danfoss |  | 947714A528 | 2019 | Tower C | 3rd F 3rd AHU |  |  | CP/DLF/TC/VFD/135
2087 | VFD | 15 | KW | Danfoss |  | 948114A528 | 2019 | Tower C | 3rd F 4th AHU |  |  | CP/DLF/TC/VFD/136
2088 | VFD | 11 | KW | Danfoss |  | 675014A338 | 2019 | Tower C | 2nd F 1st AHU |  |  | CP/DLF/TC/VFD/137
2089 | VFD | 15 | KW | Danfoss |  | 656814A098 | 2019 | Tower C | 2nd F 2nd AHU |  |  | CP/DLF/TC/VFD/138
2090 | VFD | 15 | KW | Danfoss |  | 653514A098 | 2019 | Tower C | 2nd F 3rd AHU |  |  | CP/DLF/TC/VFD/139
2091 | VFD | 11 | KW | Danfoss |  | 658114A338 | 2019 | Tower C | 2nd F 4th AHU |  |  | CP/DLF/TC/VFD/140
2092 | VFD | 5.5 | KW | Danfoss |  | 361714A398 | 2019 | Tower C | 1st F 2nd AHU |  |  | CP/DLF/TC/VFD/141
2093 | VFD | 15 | KW | Danfoss |  | 948614A528 | 2019 | Tower C | 1st F 3rd AHU |  |  | CP/DLF/TC/VFD/142
2094 | VFD | 11 | KW | Danfoss |  | 460614A096 | 2019 | Tower C | GF MU |  |  | CP/DLF/TC/VFD/143
2095 | VFD | 110 | KW |  |  | 3183006778 | 2019 | FPR | Basement-1 |  |  | CP/DLF/B1/VFD/144
2096 | VFD | 110 | KW |  |  | 3183006776 | 2019 | FPR | Basement-1 |  |  | CP/DLF/B1/VFD/145
2097 | VFD | 110 | KW |  |  | 3183006779 | 2019 | FPR | Basement-1 |  |  | CP/DLF/B1/VFD/146
2098 | VFD | 45 | KW |  |  | 3183005871 | 2019 | FPR | Basement-1 |  |  | CP/DLF/B1/VFD/147
2099 | VFD | 45 | KW |  |  | 3183004846 | 2019 | FPR | Basement-1 |  |  | CP/DLF/B1/VFD/148
2100 | VFD | 15 | KW |  |  | 272002A179 | 2019 | STP-B-1 | Basement-1 |  |  | CP/DLF/B1/VFD/149
2101 | VFD | 15 | KW |  |  | 272802A179 | 2019 | STP-B-1 | Basement-1 |  |  | CP/DLF/B1/VFD/150
2102 | VFD | 18.5 | KW |  |  | 172702A239 | 2019 | STP-B-1 | Basement-1 |  |  | CP/DLF/B1/VFD/151
2103 | VFD | 18.5 | KW |  |  | 172002A239 | 2019 | STP-B-1 | Basement-1 |  |  | CP/DLF/B1/VFD/152
2104 | VFD | 18.5 | KW |  |  | 173002A239 | 2019 | STP-B-1 | Basement-1 |  |  | CP/DLF/B1/VFD/153
2105 | VFD | 15 | KW |  |  | 272202A179 | 2019 | STP-B-1 | Basement-1 |  |  | CP/DLF/B1/VFD/154
2106 | VFD | 18.5 | KW |  |  | 172602A239 | 2019 | STP-B-1 | Basement-1 |  |  | CP/DLF/B1/VFD/155
2107 | VFD | 15 | KW |  |  | 271802A179 | 2019 | STP-B-1 | Basement-1 |  |  | CP/DLF/B1/VFD/156
2108 | VFD | 2.2 | KW |  |  | 560302A239 | 2019 | STP-B-1 | Basement-1 |  |  | CP/DLF/B1/VFD/157
2109 | VFD | 11 | KW |  |  | 328202A219 | 2019 | STP-B-1 | Basement-1 |  |  | CP/DLF/B1/VFD/158
2110 | VFD | 4 | KW |  |  | 652102A229 | 2019 | STP-B-1 | Basement-1 |  |  | CP/DLF/B1/VFD/159
2111 | VFD | 11 | KW |  |  | 328102A219 | 2019 | STP-B-1 | Basement-1 |  |  | CP/DLF/B1/VFD/160
2112 | VFD | 22 | KW |  |  | 232802A209 | 2019 | STP-B-1 | Basement-1 |  |  | CP/DLF/B1/VFD/161
2113 | VFD | 11 | KW |  |  | 322402A219 | 2019 | STP-B-1 | Basement-1 |  |  | CP/DLF/B1/VFD/162
2114 | VFD | 4 | KW |  |  | 652302A229 | 2019 | STP-B-1 | Basement-1 |  |  | CP/DLF/B1/VFD/163
2115 | VFD | 15 | KW |  |  | 272102A179 | 2019 | STP-B-1 | Basement-1 |  |  | CP/DLF/B1/VFD/164
2116 | VFD | 2.2 | KW |  |  | 564002A239 | 2019 | STP-B-1 | Basement-1 |  |  | CP/DLF/B1/VFD/165
2117 | VFD | 15 | KW |  |  | 271602A179 | 2019 | STP-B-1 | Basement-1 |  |  | CP/DLF/B1/VFD/166
2118 | VFD | 11 | KW |  |  | 327102A219 | 2019 | STP-B-1 | Basement-1 |  |  | CP/DLF/B1/VFD/167
2119 | VFD | 11 | KW |  |  | M86A128A0002GE | 2019 | WTP-B3 | Basement-3 |  |  | CP/DLF/B3/VFD/168
2120 | VFD | 11 | KW |  |  | M87A151A0007GE | 2019 | WTP-B3 | Basement-3 |  |  | CP/DLF/B3/VFD/169
2121 | VFD | 11 | KW |  |  | M87A153A0008GE | 2019 | WTP-B3 | Basement-3 |  |  | CP/DLF/B3/VFD/170
2122 | VFD | 11 | KW |  |  | M79A102A0003GE | 2019 | WTP-B3 | Basement-3 |  |  | CP/DLF/B3/VFD/171
2123 | VFD | 11 | KW |  |  | M87A153A0009GE | 2019 | WTP-B3 | Basement-3 |  |  | CP/DLF/B3/VFD/172
2124 | VFD | 11 | KW |  |  | M87A159A0002GE | 2019 | WTP-B3 | Basement-3 |  |  | CP/DLF/B3/VFD/173
2125 | VFD | 11 | KW |  |  | M87A160A0009GE | 2019 | WTP-B3 | Basement-3 |  |  | CP/DLF/B3/VFD/174
2126 | VFD | 11 | KW |  |  | M87A161A0001GE | 2019 | WTP-B3 | Basement-3 |  |  | CP/DLF/B3/VFD/175
2127 | VFD | 11 | KW |  |  | M87A159A0001GE | 2019 | WTP-B3 | Basement-3 |  |  | CP/DLF/B3/VFD/176
2128 | VFD | 11 | KW |  |  | M87A159A0010GE | 2019 | WTP-B3 | Basement-3 |  |  | CP/DLF/B3/VFD/177
2129 | VFD | 11 | KW |  |  | M87A152A0002GE | 2019 | WTP-B3 | Basement-3 |  |  | CP/DLF/B3/VFD/178
2130 | VFD | 11 | KW |  |  | M87A159A0008GE | 2019 | WTP-B3 | Basement-3 |  |  | CP/DLF/B3/VFD/179
2131 | VFD | 11 | KW |  |  | 874516A080 | 2019 | STP-B3 | Basement-3 |  |  | CP/DLF/B3/VFD/180
2132 | VFD | 11 | KW |  |  | 877516A090 | 2019 | STP-B3 | Basement-3 |  |  | CP/DLF/B3/VFD/181
2133 | VFD | 11 | KW |  |  | 404717A230 | 2019 | STP-B3 | Basement-3 |  |  | CP/DLF/B3/VFD/182
2134 | VFD | 11 | KW |  |  | 876316A090 | 2019 | STP-B3 | Basement-3 |  |  | CP/DLF/B3/VFD/183
2135 | VFD | 11 | KW |  |  | M87A161A0009GE | 2019 | STP-B-3 | Basement-3 |  |  | CP/DLF/B3/VFD/184
2136 | VFD | 11 | KW |  |  | M87A153A0006GE | 2019 | STP-B-3 | Basement-3 |  |  | CP/DLF/B3/VFD/185
2137 | VFD | 11 | KW |  |  | M87A153A0003GE | 2019 | STP-B-3 | Basement-3 |  |  | CP/DLF/B3/VFD/186
2138 | VFD | 11 | KW |  |  | M87A161A0006GE | 2019 | STP-B-3 | Basement-3 |  |  | CP/DLF/B3/VFD/187
2139 | VFD | 11 | KW |  |  | M87A151A0005GE | 2019 | STP-B-3 | Basement-3 |  |  | CP/DLF/B3/VFD/188
2140 | VFD | 11 | KW |  |  | M87A159A0009GE | 2019 | STP-B-3 | Basement-3 |  |  | CP/DLF/B3/VFD/189
2141 | VFD | 11 | KW |  |  | M87A159A0004GE | 2019 | STP-B-3 | Basement-3 |  |  | CP/DLF/B3/VFD/190
2142 | VFD | 11 | KW |  |  | M87A153A0002GE | 2019 | STP-B-3 | Basement-3 |  |  | CP/DLF/B3/VFD/191
2143 | VFD | 90 | KW |  |  | 037224G108 | 2019 | SEC.PUMP-1 | Basement-4 |  |  | CP/DLF/B4/VFD/192
2144 | VFD | 90 | KW |  |  | 037424G108 | 2019 | SEC.PUMP-2 | Basement-4 |  |  | CP/DLF/B4/VFD/193
2145 | VFD | 90 | KW |  |  | 037524G108 | 2019 | SEC.PUMP-3 | Basement-4 |  |  | CP/DLF/B4/VFD/194
2146 | VFD | 90 | KW |  |  | 037124G098 | 2019 | SEC.PUMP-4 | Basement-4 |  |  | CP/DLF/B4/VFD/195
2147 | VFD | 90 | KW |  |  | 037324G108 | 2019 | SEC.PUMP-5 | Basement-4 |  |  | CP/DLF/B4/VFD/196
2148 | VFD | 37 | KW |  |  | 9222300091 | 2019 | HVAC | Basement-4 |  |  | CP/DLF/B4/VFD/197
2149 | VFD | 37 | KW |  |  | 9221100762 | 2019 | HVAC | Basement-4 |  |  | CP/DLF/B4/VFD/198
2150 | VFD | 37 | KW |  |  | 9222300080 | 2019 | HVAC | Basement-4 |  |  | CP/DLF/B4/VFD/199
2151 | VFD | 37 | KW |  |  | 9222300074 | 2019 | HVAC | Basement-4 |  |  | CP/DLF/B4/VFD/200
2152 | VFD | 37 | KW |  |  | 9221900062 | 2019 | HVAC | Basement-4 |  |  | CP/DLF/B4/VFD/201
2153 | VFD | 37 | KW |  |  | 9221900050 | 2019 | HVAC | Basement-4 |  |  | CP/DLF/B4/VFD/202
2154 | VFD | 37 | KW |  |  | 9221900063 | 2019 | HVAC | Basement-4 |  |  | CP/DLF/B4/VFD/203
2155 | VFD | 37 | KW |  |  | 9221400794 | 2019 | HVAC | Basement-4 |  |  | CP/DLF/B4/VFD/204
2156 | VFD | 15 | KW |  |  | 947214A528 | 2019 | OFFICE-1T-A | Terrace |  |  | CP/DLF/TE/VFD/205
2157 | VFD | 18.5 | KW |  |  | 045014A388 | 2019 | OFFICE-1T-A | Terrace |  |  | CP/DLF/TE/VFD/206
2158 | VFD | 11 | KW |  |  | 462014A098 | 2019 | OFFICE-4T-A | Terrace |  |  | CP/DLF/TE/VFD/207
2159 | VFD | 15 | KW |  |  | 818514A348 | 2019 | OFFICE-4T-A | Terrace |  |  | CP/DLF/TE/VFD/208
2160 | VFD | 11 | KW |  |  | 471114A098 | 2019 | OFFICE-4T-A | Terrace |  |  | CP/DLF/TE/VFD/209
2161 | VFD | 11 | KW |  |  | 461214A098 | 2019 | OFFICE-2T-A | Terrace |  |  | CP/DLF/TE/VFD/210
2162 | VFD | 18.5 | KW |  |  | 058714A388 | 2019 | OFFICE-2T-A | Terrace |  |  | CP/DLF/TE/VFD/211
2163 | VFD | 15 | KW |  |  | 658714A388 | 2019 | OFFICE -3T-A | Terrace |  |  | CP/DLF/TE/VFD/212
2164 | VFD | 11 | KW |  |  | 460114A098 | 2019 | OFFICE-3T-A | Terrace |  |  | CP/DLF/TE/VFD/213
2165 | VFD | 11 | KW |  |  | 459814A098 | 2019 | T-B HRU-1 F | Terrace |  |  | CP/DLF/TE/VFD/214
2166 | VFD | 5.5 | KW |  |  | 360414A398 | 2019 | T-B HRU-1 E | Terrace |  |  | CP/DLF/TE/VFD/215
2167 | VFD | 11 | KW |  |  | 659914A338 | 2019 | T-B HRU-2 F | Terrace |  |  | CP/DLF/TE/VFD/216
2168 | VFD | 5.5 | KW |  |  | 355914A398 | 2019 | T-B HRU-2 E | Terrace |  |  | CP/DLF/TE/VFD/217
2169 | VFD | 11 | KW |  |  | 660214A338 | 2019 | T-B HRU-3 F | Terrace |  |  | CP/DLF/TE/VFD/218
2170 | VFD | 5.5 | KW |  |  | 360214A398 | 2019 | T-B HRU-3 E | Terrace |  |  | CP/DLF/TE/VFD/219
2171 | VFD | 11 | KW |  |  | 462514A098 | 2019 | T-B HRU-4 F | Terrace |  |  | CP/DLF/TE/VFD/220
2172 | VFD | 5.5 | KW |  |  | 357614A398 | 2019 | T-B HRU-4 E | Terrace |  |  | CP/DLF/TE/VFD/221
2173 | VFD | 11 | KW |  |  | 460514A098 | 2019 | T-B HRU-5 F | Terrace |  |  | CP/DLF/TE/VFD/222
2174 | VFD | 5.5 | KW |  |  | 367514A398 | 2019 | T-B HRU-5 E | Terrace |  |  | CP/DLF/TE/VFD/223
2175 | VFD | 11 | KW |  |  | 462314A098 | 2019 | T-B HRU-6 F | Terrace |  |  | CP/DLF/TE/VFD/224
2176 | VFD | 5.5 | KW |  |  | 358114A398 | 2019 | T-B HRU-6 E | Terrace |  |  | CP/DLF/TE/VFD/225
2177 | VFD | 11 | KW |  |  | 462614A098 | 2019 | T-B HRU-7 F | Terrace |  |  | CP/DLF/TE/VFD/226
2178 | VFD | 7.5 | KW |  |  | 764514A288 | 2019 | T-B HRU-7 E | Terrace |  |  | CP/DLF/TE/VFD/227
2179 | VFD | 11 | KW |  |  | 461514A098 | 2019 | T-B HRU-8 F | Terrace |  |  | CP/DLF/TE/VFD/228
2180 | VFD | 5.5 | KW |  |  | 357114A398 | 2019 | T-B HRU-8 E | Terrace |  |  | CP/DLF/TE/VFD/229
2181 | VFD | 11 | KW |  |  | 660914A338 | 2019 | T-C HRU-1 F | Terrace |  |  | CP/DLF/TE/VFD/230
2182 | VFD | 7.5 | KW |  |  | 762514A288 | 2019 | T-C HRU-1 E | Terrace |  |  | CP/DLF/TE/VFD/231
2183 | VFD | 11 | KW |  |  | 675514A338 | 2019 | T-C HRU-2 F | Terrace |  |  | CP/DLF/TE/VFD/232
2184 | VFD | 7.5 | KW |  |  | 764714A288 | 2019 | T-C HRU-2 E | Terrace |  |  | CP/DLF/TE/VFD/233
2185 | VFD | 11 | KW |  |  | 472814A098 | 2019 | T-C HRU-3 F | Terrace |  |  | CP/DLF/TE/VFD/234
2186 | VFD | 5.5 | KW |  |  | 361114A398 | 2019 | T-C HRU-3 E | Terrace |  |  | CP/DLF/TE/VFD/235
2187 | VFD | 11 | KW |  |  | 461414A098 | 2019 | T-C HRU-4 F | Terrace |  |  | CP/DLF/TE/VFD/236
2188 | VFD | 5.5 | KW |  |  | 362114A398 | 2019 | T-C HRU-4 E | Terrace |  |  | CP/DLF/TE/VFD/237
2189 | VFD | 11 | KW |  |  | 461814A098 | 2019 | T-C HRU-5 F | Terrace |  |  | CP/DLF/TE/VFD/238
2190 | VFD | 5.5 | KW |  |  | 356714A398 | 2019 | T-C HRU-5 E | Terrace |  |  | CP/DLF/TE/VFD/239
2191 | VFD | 11 | KW |  |  | 460314A098 | 2019 | T-C HRU-6 F | Terrace |  |  | CP/DLF/TE/VFD/240
2192 | VFD | 5.5 | KW |  |  | 358414A398 | 2019 | T-C HRU-6 E | Terrace |  |  | CP/DLF/TE/VFD/241
2193 | VFD | 11 | KW |  |  | 467014A098 | 2019 | T-C HRU-7 F | Terrace |  |  | CP/DLF/TE/VFD/242
2194 | VFD | 5.5 | KW |  |  | 356814A398 | 2019 | T-C HRU-7 E | Terrace |  |  | CP/DLF/TE/VFD/243
2195 | VFD | 11 | KW |  |  | 460214A098 | 2019 | T-C HRU-8 F | Terrace |  |  | CP/DLF/TE/VFD/244
2196 | VFD | 7.5 | KW |  |  | 484214A030 | 2019 | T-C HRU-8 E | Terrace |  |  | CP/DLF/TE/VFD/245
2197 | UPS Input output panel | 200 A |  | KES |  |  | 2019 | T-A South side | Terrace | UPS Room |  | CP/DLF/TE/UPS/P1
2198 | MDB-13 Vent. Panel | 1250 A |  | Advance |  |  | 2019 | T-A North side | Terrace | Elec. Room |  | CP/DLF/TE/Elec/P1
2199 | Control panel for office smoke |  |  | SPC |  |  | 2019 | T-A North side | Terrace | Elec. Room |  | CP/DLF/TE/OSE/P1
2200 | Pressurezation Panel |  |  | SPC |  |  | 2019 | T-A | Terrace | Elec. Room |  | CP/DLF/TE/PRESS/P1
2201 | Control panel for office smoke |  |  | SPC |  |  | 2019 | T-A South side | Terrace | Elec. Room |  | CP/DLF/TE/OSE/P1
2202 | Control Panel for Fire lift Lobby |  |  | SPC |  |  | 2019 | T-B South side | Terrace | Elec. Room |  | CP/DLF/TE/FLL/P1
2203 | Control Panel for Fire lift Lobby |  |  | SPC |  |  | 2019 | T-B South side | Terrace | Elec. Room |  | CP/DLF/TE/FLL/P2
2204 | Control Panel for Fire lift Lobby |  |  | SPC |  |  | 2019 | T-B North side | Terrace | Elec. Room |  | CP/DLF/TE/FLL/P3
2205 | Control Panel for Fire lift Lobby |  |  | SPC |  |  | 2019 | T-B North side | Terrace | Elec. Room |  | CP/DLF/TE/FLL/P4
2206 | Control Panel for Kitchen |  |  | Advance |  |  | 2019 | T-B South side | Terrace |  |  | CP/DLF/TE/KTC/P1
2207 | UPS Input output panel | 200A |  | KES |  |  | 2019 | T-B South side | Terrace | UPS Room |  | CP/DLF/TE/UPS/P1
2208 | Control Panel for Pressurization |  |  | SPC |  |  | 2019 | T-B North side | Terrace | Elec. Room |  | CP/DLF/TE/PRESS/P1
2209 | Control panel for office smoke |  |  | SPC |  |  | 2019 | T-B North side-1 | Terrace | Elec. Room |  | CP/DLF/TE/OSE/P1
2210 | Control panel for office smoke |  |  | SPC |  |  | 2019 | T-B North side-2 | Terrace | Elec. Room |  | CP/DLF/TE/OSE/P2
2211 | Control panel for office smoke |  |  | SPC |  |  | 2019 | T-B North side-3 | Terrace | Elec. Room |  | CP/DLF/TE/OSE/P3
2212 | UPS Input output panel | 200A |  | KES |  |  | 2019 | T-C South side | Terrace | UPS Room |  | CP/DLF/TE/UPS/P1
2213 | Control Panel for Pressurization |  |  | SPC |  |  | 2019 | T-C South side | Terrace | Elec. Room |  | CP/DLF/TE/PRESS/P1
2214 | Control panel for office smoke -1 |  |  | SPC |  |  | 2019 | T-C South side-1 | Terrace | Elec. Room |  | CP/DLF/TE/OSE/P1
2215 | Control panel for office smoke -2 |  |  | SPC |  |  | 2019 | T-C South side-2 | Terrace | Elec. Room |  | CP/DLF/TE/OSE/P2
2216 | Control panel for office smoke -3 |  |  | SPC |  |  | 2019 | T-C South side-3 | Terrace | Elec. Room |  | CP/DLF/TE/OSE/P3
2217 | Control panel for office smoke -4 |  |  | SPC |  |  | 2019 | T-C South side-4 | Terrace | Elec. Room |  | CP/DLF/TE/OSE/P4
2218 | Electrical Panel-1 |  |  | Advance |  |  | 2019 | Tower B | B-1 | Elec. Room |  | CP/DLF/B1/ELEC. PANEL-1
2219 | UPS Panel north side SDB U7.4 |  |  | Advance |  |  | 2019 | Tower-A | B-1 | Elec. Room |  | CP/DLF/B1/NS,ER/P1
2220 | UPS Panel south side SDB U1.1 |  |  | Advance |  |  | 2019 | Tower-A | B-1 | Elec. Room |  | CP/DLF/B1/SS,ER/P2
2221 | UPS Panel south side SDB 7.2 |  |  | Advance |  |  | 2019 | Tower-B | B-1 | Elec. Room |  | CP/DLF/B1/SS,ER/P1
2222 | UPS Panel north side SDB U1.1 |  |  | Advance |  |  | 2019 | Tower-C | B-1 | Elec. Room |  | CP/DLF/B1/NS,ER/P1
2223 | UPS Panel north side SDB 7.2 |  |  | Advance |  |  | 2019 | Tower-C | B-1 | Elec. Room |  | CP/DLF/B1/NS,ER/P2
2224 | UPS Panel south side SDB U1.2 |  |  | Advance |  |  | 2019 | Tower-C | B-1 | Elec. Room |  | CP/DLF/B1/SS,ER/P1
2225 | Light panel SDB7.1 | 125 amp |  | Advance |  |  | 2019 | Tower-C | B-3 | Elec. Room |  | CP/DLF/TC/SS/ER/B-3/LP
2226 | Light panel SDB7.1 | 100 Amp |  | Advance |  |  | 2019 | Tower-B | B-3 | Elec. Room |  | CP/DLF/TB/SS/ER/B-3/LP
2227 | Light panel SDB7.1 | 100 Amp |  | Advance |  |  | 2019 | Tower-B | B-3 | Elec. Room |  | CP/DLF/TB/SS/ER/B-3/LP
2228 | Light panel SDB7.5 | 100 Amp |  | Advance |  |  | 2019 | Tower-A | B-2 | Elec. Room |  | CP/DLF/TB/SS/ER/B-2/LP
2229 | Light panel SDB7.1 | 100 Amp |  | Advance |  |  | 2019 | Tower-A | B-3 | Elec. Room |  | CP/DLF/TB/SS/ER/B-3/LP
2230 | Light panel SDB7.3 | 125 Amp |  | Advance |  |  | 2019 | Tower-A | B-3 | Elec. Room |  | CP/DLF/TB/NS/ER/B-3/LP
2231 | Light panel SDB7.2 | 100 Amp |  | Advance |  |  | 2019 | Tower-A | B-4 | Elec. Room |  | CP/DLF/TB/SS/ER/B-4/LP
2232 | Control panel for HRU-1 | 120 Amp |  | SPC |  |  | 2019 | Tower A | Terrace |  |  | CP/DLF/TA/TE/HRU/P1
2233 | Control panel for HRU-2 | 120 Amp |  | SPC |  |  | 2019 | Tower A | Terrace |  |  | CP/DLF/TA/TE/HRU/P2
2234 | Control panel for HRU-3 | 120 Amp |  | SPC |  |  | 2019 | Tower A | Terrace |  |  | CP/DLF/TA/TE/HRU/P3
2235 | Control panel for HRU-4 | 120 Amp |  | SPC |  |  | 2019 | Tower A | Terrace |  |  | CP/DLF/TA/TE/HRU/P4
2236 | Control panel for HRU-1 | 120 Amp |  | SPC |  |  | 2019 | Tower-B | Terrace |  |  | CP/DLF/TB/TE/HRU/P1
2237 | Control panel for HRU-2 | 120 Amp |  | SPC |  |  | 2019 | Tower-B | Terrace |  |  | CP/DLF/TB/TE/HRU/P2
2238 | Control panel for HRU-3 | 120 Amp |  | SPC |  |  | 2019 | Tower-B | Terrace |  |  | CP/DLF/TB/TE/HRU/P3
2239 | Control panel for HRU-4 | 120 Amp |  | SPC |  |  | 2019 | Tower-B | Terrace |  |  | CP/DLF/TB/TE/HRU/P4
2240 | Control panel for HRU-5 | 120 Amp |  | SPC |  |  | 2019 | Tower-B | Terrace |  |  | CP/DLF/TB/TE/HRU/P5
2241 | Control panel for HRU-6 | 120 Amp |  | SPC |  |  | 2019 | Tower-B | Terrace |  |  | CP/DLF/TB/TE/HRU/P6
2242 | Control panel for HRU-7 | 120 Amp |  | SPC |  |  | 2019 | Tower-B | Terrace |  |  | CP/DLF/TB/TE/HRU/P7
2243 | Control panel for HRU-8 | 120 Amp |  | SPC |  |  | 2019 | Tower-B | Terrace |  |  | CP/DLF/TB/TE/HRU/P8
2244 | Control panel for HRU-1 | 120 Amp |  | SPC |  |  | 2019 | Tower-C | Terrace |  |  | CP/DLF/TC/TE/HRU/P1
2245 | Control panel for HRU-2 | 120 Amp |  | SPC |  |  | 2019 | Tower-C | Terrace |  |  | CP/DLF/TC/TE/HRU/P2
2246 | Control panel for HRU-3 | 120 Amp |  | SPC |  |  | 2019 | Tower-C | Terrace |  |  | CP/DLF/TC/TE/HRU/P3
2247 | Control panel for HRU-4 | 120 Amp |  | SPC |  |  | 2019 | Tower-C | Terrace |  |  | CP/DLF/TC/TE/HRU/P4
2248 | Control panel for HRU-5 | 120 Amp |  | SPC |  |  | 2019 | Tower-C | Terrace |  |  | CP/DLF/TC/TE/HRU/P5
2249 | Control panel for HRU-6 | 120 Amp |  | SPC |  |  | 2019 | Tower-C | Terrace |  |  | CP/DLF/TC/TE/HRU/P6
2250 | Control panel for HRU-7 | 120 Amp |  | SPC |  |  | 2019 | Tower-C | Terrace |  |  | CP/DLF/TC/TE/HRU/P7
2251 | Control panel for HRU-8 | 120 Amp |  | SPC |  |  | 2019 | Tower-C | Terrace |  |  | CP/DLF/TC/TE/HRU/P8
2252 | Main Audi Panel | 250 Amp |  | Control wel switchgear |  |  | 2019 | Tower-A | Ground floor | Auditorium |  | CP/DLF/TA/GF/AUDI/MAP
2253 | Kitchen Panel |  |  | Control wel switchgear |  |  | 2019 | Tower-A | Ground floor | Auditorium |  | CP/DLF/TA/GF/AUDI/KP
2254 | TPN (ISOLATOR PANEL) |  |  | Advance |  |  | 2019 | Tower-A | Ground floor | Auditorium |  | CP/DLF/TA/GF/AUDI/MIP
2255 | UPS DB1 |  |  | ABB |  |  | 2019 | Tower-A | Ground floor | Auditorium |  | CP/DLF/TA/GF/AUDI/UDB
2256 | LDB |  |  | ABB |  |  | 2019 | Tower-A | Ground floor | Auditorium |  | CP/DLF/TA/GF/AUDI/LDB
2257 | PDB |  |  | ABB |  |  | 2019 | Tower-A | Ground floor | Auditorium |  | CP/DLF/TA/GF/AUDI/PDB
2258 | Hot water generator-1 |  |  | Rapid Cool |  |  | 2024 | Tower-A | B-4 | Chiller Plant |  | CP/DLF/TA/B4/HWG-1
2259 | Hot water generator-2 |  |  | Rapid Cool |  |  | 2024 | Tower-A | B-4 | Chiller Plant |  | CP/DLF/TA/B4/HWG-2
2260 | Hot water generator-3 |  |  | Rapid Cool |  |  | 2024 | Tower-A | B-4 | Chiller Plant |  | CP/DLF/TA/B4/HWG-3
2261 | HWG Panel-1 |  |  | Gemtech power control |  |  | 2024 | Tower-A | B-4 | Chiller Plant |  | CP/DLF/TA/B4/HWGP-1
2262 | HWG Panel-2 |  |  | Gemtech power control |  |  | 2024 | Tower-A | B-4 | Chiller Plant |  | CP/DLF/TA/B4/HWGP-2
2263 | HWG Panel-3 |  |  | Gemtech power control |  |  | 2024 | Tower-A | B-4 | Chiller Plant |  | CP/DLF/TA/B4/HWGP-3
2264 | MCC-1 |  |  | Adlec |  |  | 2019 | Tower C | B-1 | STP Room |  | CP/DLF/TC/B1/MCC-1
2265 | MCC-2 |  |  | Adlec |  |  | 2019 | Tower C | B-1 | STP Room |  | CP/DLF/TC/B1/MCC-2
2266 | PCC 2.1 Flushing Panel |  |  | Advance |  |  | 2019 | Tower C | B-3 | STP Room |  | CP/DLF/TC/B3/FP
2267 | MDB-14 |  |  | Advance |  |  | 2019 | Tower A | B-1 | LT ROOM |  | CP/DLF/TA/B1/LTR/MDB-14
2268 | MDB-14 |  |  | Advance |  |  | 2019 | Tower B | B-1 | LT ROOM |  | CP/DLF/TB/B1/LTR/MDB-14
2269 | MDB-15 |  |  | Advance |  |  | 2019 | Tower B | B-1 | LT ROOM |  | CP/DLF/TB/B1/LTR/MDB-15
2270 | MDB-16 |  |  | Advance |  |  | 2019 | Tower B | B-1 | LT ROOM |  | CP/DLF/TB/B1/LTR/MDB-16
2271 | MDB-14 |  |  | Advance |  |  | 2019 | Tower C | B-1 | LT ROOM |  | CP/DLF/TC/B1/LTR/MDB-14
2272 | Water Body Panel |  |  | Expert Engineering |  |  | 2019 | Tower A | B-1 |  |  | CP/DLF/TA/B1/WBP
2273 | Water Body Panel-1 |  |  | Expert Engineering |  |  | 2019 | Tower B | B-1 |  |  | CP/DLF/TB/B1/WBP-1
2274 | Water Body Panel-2 |  |  | Expert Engineering |  |  | 2019 | Tower B | B-1 |  |  | CP/DLF/TB/B1/WBP-2
2275 | Water Body Panel |  |  | Expert Engineering |  |  | 2019 | Tower C | B-1 |  |  | CP/DLF/TC/B1/WBP
2276 | AQI SYSTEM |  |  | MERVX |  |  | 2022 | Tower-A |  |  |  | CP/DLF/TA/2F/AHU1
2277 | CPM |  |  | SIGMA |  |  | 2022 | Tower-A | B-4 | HVAC ROOM |  | CP/DLF/TA/B4/HVACR/CPM
2278 | Air washer fan-1 | 7.5 HP/5.5 KW | 7.5 HP/5.5 KW | Edgetech |  |  | 2019 | Tower A | B-1 | Air Washer Room |  | CP/DLF/TA/AW-1
2279 | Air washer fan-2 | 7.5 HP/5.5 KW | 7.5 HP/5.5 KW | Edgetech |  |  | 2019 | Tower A | B-1 | Air Washer Room |  | CP/DLF/TA/AW-2
2280 | Air washer fan-3 | 7.5 HP/5.5 KW | 7.5 HP/5.5 KW | Edgetech |  |  | 2019 | Tower A | B-1 | Air Washer Room |  | CP/DLF/TA/AW-3
2281 | Air washer fan-1 | 7.5 HP/5.5 KW | 7.5 HP/5.5 KW | Edgetech |  |  | 2019 | Tower B | B-1 | Air Washer Room |  | CP/DLF/TB/AW-1
2282 | Air washer fan-2 | 7.5 HP/5.5 KW | 7.5 HP/5.5 KW | Edgetech |  |  | 2019 | Tower B | B-1 | Air Washer Room |  | CP/DLF/TB/AW-2
2283 | Main Fire Pump Panel | 800A |  | Advance |  |  | 2019 | Tower C | B-1 | Fir pump Room |  | CP/DLF/TC/FP-1
2284 | Shuttle Lift Lobby Pressurization Fan-1 | 28500CFM |  | Systemair |  |  | 2019 | Tower C | B-1 |  |  | CP/DLF/TC/PP
2285 | RAW WATER PUMP-4 | 10 HP |  | KSB |  |  | 2019 | Tower C | B-3 | Pump Room |  | CP/DLF/TC/RWP-4
2286 | RAW WATER PUMP-5 | 10 HP |  | KSB |  |  | 2019 | Tower C | B-3 | Pump Room |  | CP/DLF/TC/RWP-5
2287 | Hydrant Diesel Driven Pump No.1 | 254 HP/186.8 |  |  |  |  | 2019 | Tower C | B-1 | Fire Pump Room |  | CP/DLF/TC/DP-1
2288 | Sprinkler Diesel Driven Pump No.2 | 254 HP/186.8 |  |  |  |  | 2019 | Tower C | B-1 | Fire Pump Room |  | CP/DLF/TC/DP-2
2289 | Fire Wall Curtain Diesel Driven Pump No.3 | 60 HP/44.1KW |  |  |  |  | 2019 | Tower C | B-1 | Fire Pump Room |  | CP/DLF/TC/DP-3
2290 | Main Hydrant Pump | 150 HP/110kw |  |  |  |  | 2019 | Tower C | B-1 | Fire Pump Room |  | CP/DLF/TC/HP-1
2291 | Jocky Pump Hydrant | 7.5 KW |  |  |  |  | 2019 | Tower C | B-1 | Fire Pump Room |  | CP/DLF/TC/JHP-1
2292 | Main Sprinkler Pump | 150 HP/110kw |  |  |  |  | 2019 | Tower C | B-1 | Fire Pump Room |  | CP/DLF/TC/MSP-1
2293 | Jocky Pump Sprinkler | 7.5 KW |  |  |  |  | 2019 | Tower C | B-1 | Fire Pump Room |  | CP/DLF/TC/JSP-1
2294 | Main Curtain Pump | 60 HP/45kw |  |  |  |  | 2019 | Tower C | B-1 | Fire Pump Room |  | CP/DLF/TC/MCP-1
2295 | Jocky Pump Curtain | 3 KW |  |  |  |  | 2019 | Tower C | B-1 | Fire Pump Room |  | CP/DLF/TC/JCP-1
2296 | UV Panel-1 | [5 empty] | 2019 | Tower C | B-3 | Pump Room |  | CP/DLF/TC/UVP-1
2297 | UV Panel-2 | [5 empty] | 2019 | Tower C | B-3 | Pump Room |  | CP/DLF/TC/UVP-2
2298 | DOSING PUMP-1 | [5 empty] | 2019 | Tower C | B-3 |  |  | CP/DLF/TC/DP-1
2299 | DOSING PUMP-2 | [5 empty] | 2019 | Tower C | B-3 |  |  | CP/DLF/TC/DP-2
2300 | DOSING PUMP-3 | [5 empty] | 2019 | Tower C | B-3 |  |  | CP/DLF/TC/DP-3
2301 | DOSING PUMP-4 | [5 empty] | 2019 | Tower C | B-3 |  |  | CP/DLF/TC/DP-4
2302 | DOSING PUMP-5 | [5 empty] | 2019 | Tower C | B-3 |  |  | CP/DLF/TC/DP-5
2303 | DOSING PUMP-6 | [5 empty] | 2019 | Tower C | B-3 |  |  | CP/DLF/TC/DP-6
2304 | Rising main panel (End feed Unit) 1 | 415V, 1250A |  |  |  |  | 2019 | Tower C | 2nd floor N side |  |  | CP/T-C/2ndFLR/NS/RMP
2305 | Rising main panel (End feed Unit) 2 | 415V, 1250A |  |  |  |  | 2019 | Tower C | 2nd floor N side |  |  | CP/T-C/2ndFLR/NS/RMP
2306 | Rising main panel (End feed Unit) 1 | 415V, 1250A |  |  |  |  | 2019 | Tower C | 2nd floor S side |  |  | CP/T-C/2ndFLR/sS/RMP
2307 | Rising main panel (End feed Unit) 2 | 415V, 1250A |  |  |  |  | 2019 | Tower C | 2nd floor S side |  |  | CP/T-C/2ndFLR/SS/RMP
2308 | Rising main panel (End feed Unit) 1 | 415V, 1250A |  |  |  |  | 2019 | Tower C | 7th floor N side |  |  | CP/T-C/7FLR/NS/RMP
2309 | Rising main panel (End feed Unit) 1 | 415V, 1250A |  |  |  |  | 2019 | Tower C | 7th floor N side |  |  | CP/T-C/7FLR/NS/RMP
2310 | Rising main panel (End feed Unit) 2 | 415V, 1250A |  |  |  |  | 2019 | Tower C | 7th floor S side |  |  | CP/T-C/7FLR/NS/RMP
2311 | Rising main panel (End feed Unit) 1 | 415V, 1250A |  |  |  |  | 2019 | Tower C | 7th floor S side |  |  | CP/T-C/7FLR/NS/RMP
2312 | Sump pump-37 | 5.5 KW |  | EBARA |  |  | 2019 | Tower A | Ground floor GIS TRF Yard |  |  | CP/DLF/TRY/SP-37
2313 | MDB-U1 UPS | 180 Amp |  | Advance |  |  | 2019 | Tower-B | Basement-1 UPS room |  |  | CP/DLF/TB/UPS-1
2314 | MDB-U2 UPS | 180 Amp |  | Advance |  |  | 2019 | Tower B | Basement-1 UPS room |  |  | CP/DLF/TB/UPS-2
2315 | CSAHU-1 | [5 empty] | 2019 | Tower A | Basement-1 UPS room |  |  | CP/DLF/TA/CSAHU-1
2316 | CSAHU-2 | [5 empty] | 2019 | Tower A | Basement-1 UPS room |  |  | CP/DLF/TA/CSAHU-2
2317 | CSAHU-1 | [5 empty] | 2019 | Tower B | Basement-1 UPS room |  |  | CP/DLF/TB/CSAHU-1
2318 | CSAHU-2 | [5 empty] | 2019 | Tower B | Basement-1 UPS room |  |  | CP/DLF/TB/CSAHU-2
2319 | CSAHU-3 | [5 empty] | 2019 | Tower B | Basement-1 UPS room |  |  | CP/DLF/TA/CSAHU-3
2320 | CSAHU-1 | [5 empty] | 2019 | Tower C | Basement-1 UPS room |  |  | CP/DLF/TC/CSAHU-1
2321 | CSAHU-2 | [5 empty] | 2019 | Tower C | Basement-1 UPS room |  |  | CP/DLF/TC/CSAHU-2
2322 | Control panel for office-1 extraction Fan Panel | 200 Amp |  | SPC |  |  | 2019 | Tower A | Terrace |  |  | CP/DLF/TA/EFP
2323 | Pressurization Fan Panel | 200 Amp |  | SPC |  |  | 2019 | Tower A | Terrace North side EL Room |  |  | CP/DLF/TA/PP
2324 | Control panel for office-2 extraction Fan Panel | 200 Amp |  | SPC |  |  | 2019 | Tower A | Terrace |  |  | CP/DLF/TA/TERRACE/EFP-1
2325 | Control panel for office-3 extraction Fan Panel | 200 Amp |  | SPC |  |  | 2019 | Tower A | Terrace |  |  | CP/DLF/TA/TERRACE/EFP-2
2326 | Control panel for office-4 extraction Fan Panel | 200 Amp |  | SPC |  |  | 2019 | Tower A | Terrace |  |  | CP/DLF/TA/TERRACE/EFP-3
2327 | Control panel for office-1 extraction Fan Panel | 200 Amp |  | SPC |  |  | 2019 | Tower B | Terrace |  |  | CP/DLF/TB/TERRACE/EFP-4
2328 | Control panel for office-2 extraction Fan Panel | 200 Amp |  | SPC |  |  | 2019 | Tower B | Terrace |  |  | CP/DLF/TB/TERRACE/EFP-5
2329 | Control panel for office-3 extraction Fan Panel | 200 Amp |  | SPC |  |  | 2019 | Tower B | Terrace |  |  | CP/DLF/TB/TERRACE/EFP-6
2330 | Control panel for office-4 extraction Fan Panel | 200 Amp |  | SPC |  |  | 2019 | Tower B | Terrace |  |  | CP/DLF/TB/TERRACE/EFP-7
2331 | Pressurization Fan Panel | 200 Amp |  | SPC |  |  | 2019 | Tower B | Terrace North side EL Room |  |  | CP/DLF/TB/TERRACE/PP
2332 | MDB-12 Ventilation Panel | 1250 Amp |  | Advance |  |  | 2019 | Tower B | Terrace North side EL Room |  |  | CP/DLF/TB/TERRACE/MDB-12
2333 | Kitchen Exhaust Panel | 100 Amp |  | Advance |  |  | 2019 | Tower B | Terrace South side EL Room |  |  | CP/DLF/TB/TERRACE/KP-1
2334 | Kitechen Exhaust Fan -1 (Centrifugal Fan) | 7.5 Hp |  | Seimens |  |  | 2019 | Tower B | Terrace |  |  | CP/DLF/TB/KP-1
2335 | Kitechen Exhaust Fan -2 (Centrifugal Fan) | 5 Hp |  | Seimens |  |  | 2019 | Tower B | Terrace |  |  | CP/DLF/TB/KP-2
2336 | Kitechen Exhaust Fan -3 (Centrifugal Fan) | 5 Hp |  | Seimens |  |  | 2019 | Tower B | Terrace |  |  | CP/DLF/TB/KP-3
2337 | Kitechen Exhaust Fan -4 (Centrifugal Fan) | 5 Hp |  | Seimens |  |  | 2019 | Tower B | Terrace |  |  | CP/DLF/TB/KP-4
2338 | Control panel for office-1 extraction Fan Panel | 200 Amp |  | SPC |  |  | 2019 | Tower C | Terrace |  |  | CP/DLF/TC/TERRACE/EFP-1
2339 | Control panel for office-2 extraction Fan Panel | 200 Amp |  | SPC |  |  | 2019 | Tower C | Terrace |  |  | CP/DLF/TC/TERRACE/EFP-2
2340 | Control panel for office-3 extraction Fan Panel | 200 Amp |  | SPC |  |  | 2019 | Tower C | Terrace |  |  | CP/DLF/TC/TERRACE/EFP-3
2341 | Control panel for office-4 extraction Fan Panel | 200 Amp |  | SPC |  |  | 2019 | Tower C | Terrace |  |  | CP/DLF/TC/TERRACE/EFP-4
2342 | Pressurization Fan Panel | 200 Amp |  | SPC |  |  | 2019 | Tower C | Terrace EL Room |  |  | CP/DLF/TC/TERRACE/PP-1
2343 | MDB-13 Vent Panel | 1250 Amp |  | Advance |  |  | 2019 | Tower C | Terrace EL Room |  |  | CP/DLF/TC/TERRACE/ MDB-13
2344 | SDB-10.1 AHU panel | 125 amp |  | Advance |  |  | 2019 | Tower A | B-1 LT room |  |  | CP/DLF/ TA/B-1/SDB-10
2345 | MDB-5 Vent Panel | 500 Amp |  | Advance |  |  | 2019 | Tower A | B-3 MDB Room |  |  | CP/DLF/ TA/B-3/MDB-5
2346 | MDB-6 Vent Panel | 400 Amp |  | Advance |  |  | 2019 | Tower A | B-4 MDB Room |  |  | CP/DLF/ TA/B-4/MDB-6
2347 | MDB-5 Vent Panel | 500 Amp |  | Advance |  |  | 2019 | Tower B | B-3 MDB Room |  |  | CP/DLF/ TB/B-3/MDB-5
2348 | MDB-4 Vent Panel | 500 Amp |  | Advance |  |  | 2019 | Tower B | B-2 MDB Room |  |  | CP/DLF/ TB/B-2/MDB-4
2349 | MDB-6 Vent Panel | 250 amp |  | Advance |  |  | 2019 | Tower B | B-4 MDB Room |  |  | CP/DLF/ TB/B-4/MDB-6
2350 | MDB-4 Vent Panel | 500 Amp |  | Advance |  |  | 2019 | Tower C | B-2 MDB Room |  |  | CP/DLF/ TC/B-2/MDB-4
2351 | MDB-5 Vent Panel | 530 Amp |  | Advance |  |  | 2019 | Tower C | B-3 MDB Room |  |  | CP/DLF/ TC/B-3/MDB-5
2352 | MDB-6 Vent Panel | 400 Amp |  | Advance |  |  | 2019 | Tower C | B-4 MDB Room |  |  | CP/DLF/ TC/B-4/MDB-6
2353 | Shuttle lift main panel (UPS MDB-8) |  |  | Advance |  |  | 2019 | Tower C | B-1 near shuttle lift |  |  | CP/DLF/ TC/B-1/MDB-8
2354 | SDB-10.1 AHU panel | 250 amp |  | Advance |  |  | 2019 | Tower C | B-1 LT room |  |  | CP/DLF/ TC/B-1/SDB-10
2355 | MDB-12 AHU Panel | 400 Amp |  | Advance |  |  | 2019 | Tower C | B-1 MDB Room |  |  | CP/DLF/ TC/B-1/SDB-12
2356 | Toilet Exhaust Fan-1 North side | 400 Amp |  | Edgetech |  |  | 2019 | Tower A | Terrace |  |  | CP/DLF/ TA/TERRACE/TE-1
2357 | Toilet Exhaust Fan-2 South side | 5000/1.5 |  | Edgetech |  |  | 2019 | Tower A | Terrace |  |  | CP/DLF/ TA/TERRACE/TE-2
2358 | Toilet Exhaust Fan-3 North side | 5000/1.5 |  | Edgetech |  |  | 2019 | Tower A | Terrace |  |  | CP/DLF/ TA/TERRACE/TE-3
2359 | Toilet Exhaust Fan-4 South side | 5000/1.5 |  | Edgetech |  |  | 2019 | Tower A | Terrace |  |  | CP/DLF/ TA/TERRACE/TE-4
2360 | Toilet Exhaust Fan-5 North side | 5000/1.5 |  | Edgetech |  |  | 2019 | Tower A | Terrace |  |  | CP/DLF/ TA/TERRACE/TE-5
2361 | Toilet Exhaust Fan-6 South side | 5000/1.5 |  | Edgetech |  |  | 2019 | Tower A | T-A Terrace |  |  | CP/DLF/ TA/TERRACE/TE-6
2362 | RWT Panel PCC-1 | 125 Amp |  | Advance |  |  | 2019 | Tower A | B-2 RWTP Room |  |  | CP/DLF/ TA/b-2/RWTP-1
2363 | RWTP Feed Pump-1 | 5.5 KW |  | KSB |  |  | 2019 | Tower A | B-2 RWTP Room |  |  | CP/DLF/ TA/b-2/RWP-1
2364 | RWTP Feed Pump-2 | 5.5 KW |  | KSB |  |  | 2019 | Tower A | B-2 RWTP Room |  |  | CP/DLF/ TA/b-2/RWP-2
2365 | RWTP Feed Pump-3 | 5.5 KW |  | KSB |  |  | 2019 | Tower A | B-2 RWTP Room |  |  | CP/DLF/ TA/b-2/RWP-3
2366 | RWTP Transfer Pump-4 | 5.5 KW |  | KSB |  |  | 2019 | Tower A | B-2 RWTP Room |  |  | CP/DLF/ TA/b-2/RWP-4
2367 | RWTP Transfer Pump-5 | 5.5 KW |  | KSB |  |  | 2019 | Tower A | B-2 RWTP Room |  |  | CP/DLF/ TA/b-2/RWP-5
2368 | Toilet Exhaust Fan-1 North side | 10000/3.7 |  | Kruger |  |  | 2019 | Tower B | Terrace |  |  | CP/DLF/ TB/TERRACE/TEX-1
2369 | Toilet Exhaust Fan-1 South side | 10000/3.7 |  | Kruger |  |  | 2019 | Tower B | Terrace |  |  | CP/DLF/ TB/TERRACE/TEX-1
2370 | Office-2 EAF-1 | 36500/11/1452 |  | AXCMC(A) |  |  | 2019 | Tower C | Terrace |  |  | CP/DLF/ TC/TERRACE/EXF-1
2371 | Office-2 EAF-2 | 36500/11/1452 |  | AXCMC(A) |  |  | 2019 | Tower C | Terrace |  |  | CP/DLF/ TC/TERRACE/EXF-2
2372 | Office-2 EAF-3 | 36500/11/1452 |  | AXCMC(A) |  |  | 2019 | Tower C | Terrace |  |  | CP/DLF/ TC/TERRACE/EXF-3
2373 | Office-3 EAF-1 | 36500/11/1452 |  | AXCMC(A) |  |  | 2019 | Tower C | Terrace |  |  | CP/DLF/ TC/TERRACE/EXF-1
2374 | Office-3 EAF-2 | 36500/11/1452 |  | AXCMC(A) |  |  | 2019 | Tower C | Terrace |  |  | CP/DLF/ TC/TERRACE/EXF-2
2375 | Office-3 EAF-3 | 36500/11/1452 |  | AXCMC(A) |  |  | 2019 | Tower C | Terrace |  |  | CP/DLF/ TC/TERRACE/EXF-3
2376 | Toilet Exhaust Fan | 5000/1.5 |  | Edgetech |  |  | 2019 | Tower C | Terrace |  |  | CP/DLF/ TC/TERRACE/TEX
2377 | Toilet Exhaust Fan-1 North side | 20000/5.5 |  | Kruger |  |  | 2019 | Tower C | Terrace |  |  | CP/DLF/ TC/TERRACE/TEX-1
2378 | Toilet Exhaust Fan-2 South side | 10000/3.7 |  | Kruger |  |  | 2019 | Tower C | Terrace |  |  | CP/DLF/ TC/TERRACE/TEX-2
2379 | Pressurization Fan | 18000/4/1455 |  | AXCMC(A) |  |  | 2019 | Tower C | Terrace |  |  | CP/DLF/ TC/TERRACE/PF
2380 | Fire Lift well pressuriztion Fan South side-01 | 21500/5.5/1455 |  | System air |  |  | 2019 | Tower C | Terrace |  |  | CP/DLF/ TC/TERRACE/LPF-1
2381 | Fire Lift well pressuriztion Fan South side-02 | 18000/4/1455 |  | System air |  |  | 2019 | Tower C | Terrace |  |  | CP/DLF/ TC/TERRACE/LPF-2
2382 | Fire Lift well pressuriztion Fan North side-01 | 17000/4/1455 |  | System air |  |  | 2019 | Tower C | Terrace |  |  | CP/DLF/ TC/TERRACE/LPF-3
2383 | Fire Lift well pressuriztion Fan North side-02 | 21000/5.5/1455 |  | System air |  |  | 2019 | Tower C | Terrace |  |  | CP/DLF/ TC/TERRACE/LPF-4
2384 | MCC Panel -1 | 100 Amp |  | Expert Engg. |  |  | 2019 | Tower A | basement-1 Near Water Body |  |  | CP/DLF/ TA/B-1/MCC-1
2385 | MCC Panel 2-1 |  |  | Expert Engg. |  |  | 2019 | Tower B | basement-1 Near Water Body |  |  | CP/DLF/ TA/B-1/MCC-2
2386 | MCC Panel 2-2 |  |  | Expert Engg. |  |  | 2019 | Tower B | basement-1 Near Water Body |  |  | CP/DLF/ TA/B-1/MCC-3
2387 | Water body Pump -1 | 7.5 HP/5.5 KW |  | Kirloskar |  |  | 2019 | Tower B | Basement-1 |  |  | CP/DLF/ TB/B-1/WBP-1
2388 | Water body Pump -2 | 7.5 HP/5.5 KW |  | Kirloskar |  |  | 2019 | Tower B | Basement-1 |  |  | CP/DLF/ TB/B-1/WBP-2
2389 | Water body Pump -3 | 7.5 HP/5.5 KW |  | Kirloskar |  |  | 2019 | Tower B | Basement-1 |  |  | CP/DLF/ TB/B-1/WBP-3
2390 | Water body Pump -4 | 7.5 HP/5.5 KW |  | Kirloskar |  |  | 2019 | Tower B | Basement-1 |  |  | CP/DLF/ TB/B-1/WBP-4
2391 | Water body Pump -5 | 7.5 HP/5.5 KW |  | Kirloskar |  |  | 2019 | Tower B | Basement-1 |  |  | CP/DLF/ TB/B-1/WBP-5
2392 | Water body Pump -6 | 7.5 HP/5.5 KW |  | Kirloskar |  |  | 2019 | Tower B | Basement-1 |  |  | CP/DLF/ TB/B-1/WBP-6
2393 | Water body filter pump-1 | 1.5 HP/0.5 KW |  | Kirloskar |  |  | 2019 | Tower B | Basement-1 |  |  | CP/DLF/ TB/B-1/WBFP-1
2394 | Water body filter pump-2 | 1.5 HP/0.5 KW |  | Kirloskar |  |  | 2019 | Tower B | Basement-1 |  |  | CP/DLF/ TB/B-1/WBFP-2
2395 | Water body filter pump-3 | 1.5 HP/0.5 KW |  | Kirloskar |  |  | 2019 | Tower B | Basement-1 |  |  | CP/DLF/ TB/B-1/WBFP-3
2396 | Water body filter pump-4 | 1.5 HP/0.5 KW |  | Kirloskar |  |  | 2019 | Tower B | Basement-1 |  |  | CP/DLF/ TB/B-1/WBFP-4
2397 | Water body panel | 125 Amp |  | Expert Engg. |  |  | 2019 | Tower C | Basement-1 |  |  | CP/DLF/ TC/B-1/WBEP-1
2398 | Water body pump-1 | 10 HP/7.5 KW |  | Kirloskar |  |  | 2019 | Tower C | Basement-2 |  |  | CP/DLF/ TC/B-1/WBP-1
2399 | Water body pump-2 | 10 HP/7.5 KW |  | Kirloskar |  |  | 2019 | Tower C | Basement-3 |  |  | CP/DLF/ TC/B-1/WBP-2
2400 | Water body pump-3 | 1.5 HP |  | Kirloskar |  |  | 2019 | Tower C | Basement-4 |  |  | CP/DLF/ TC/B-1/WBP-3
2401 | Water body pump-4 | 1.5 HP |  | Kirloskar |  |  | 2019 | Tower C | Basement-5 |  |  | CP/DLF/ TC/B-1/WBP-4
2402 | PCC-1 RWP Panel | 125 Amp |  | Advance |  |  | 2019 | Tower C | B-1 RWT Plant |  |  | CP/DLF/ TC/B-1/RWTEP-1
2403 | Rain Water Pump-1 | 7.5 KW |  | KSB |  |  | 2019 | Tower C | B-1 RWT Plant |  |  | CP/DLF/ TC/B-1/RWTP-1
2404 | Rain Water Pump-2 | 7.5 KW |  | KSB |  |  | 2019 | Tower C | B-1 RWT Plant |  |  | CP/DLF/ TC/B-1/RWTP-2
2405 | Rain Water Pump-3 | 7.5 KW |  | KSB |  |  | 2019 | Tower C | B-1 RWT Plant |  |  | CP/DLF/ TC/B-1/RWTP-3
2406 | Rain Water Pump-4 | 5.5 KW |  | KSB |  |  | 2019 | Tower C | B-1 RWT Plant |  |  | CP/DLF/ TC/B-1/RWTP-4
2407 | Rain Water Pump-5 | 5.5 KW |  | KSB |  |  | 2019 | Tower C | B-1 RWT Plant |  |  | CP/DLF/ TC/B-1/RWTP-5
2408 | Air Washer Control panel-1 | 125A |  | Advance |  |  | 2020 | Tower A | B-1 | Air Washer Room |  | CP/DLF/ TA/B-1/AWP-1
2409 | Air Washer Control panel-2 | 125A |  | Advance |  |  | 2020 | Tower A | B-1 | Air Washer Room |  | CP/DLF/ TA/B-1/AWP-2
2410 | Air Washer Control panel-3 | 125A |  | Advance |  |  | 2020 | Tower A | B-1 | Air Washer Room |  | CP/DLF/ TA/B-1/AWP-3
2411 | Air Washer Control panel-1 | 125A |  | Advance |  |  | 2020 | Tower C | B-1 | Air Washer Room |  | CP/DLF/ TC/B-1/AWP-1
2412 | Air Washer Control panel-2 | 125A |  | Advance |  |  | 2020 | Tower C | B-1 | Air Washer Room |  | CP/DLF/ TC/B-1/AWP-2
Note on C221: Dell-1: 630+630 TWO INCOMER